## Initial estimates
Battery Life | 3000 | mAh
Logging Draw | 100 | mA
Sleep Draw | 0.05 | mA
Sample Interval | 60 | min
Time Per Sample | 0.5 | sec
Percent Time Sampling | 0.00013889 | %
Percent Time Not Sampling | 0.99986 | %
Hours Sampling/Day | 0.0033333 | Hrs
Hours Not Sampling/Day | 23.9967 | Hrs
Current Use/Day | 1.5332 | mAh
Current Use/Year | 559.6058 | mAh
|  |  | w | L |  | w | l
Micro Arduinio (no headers) | 20.66 |  | 18 | 48 |  | 0.70866 | 1.8898
MicroSD Breakout Card | 8.96 |  | 32 | 25 |  | 1.2598 | 0.98425
Deadon RTC | 17.96 |  | 31 | 24 |  | 1.2205 | 0.94488
PowerBoost Card | 8.96 |  | 28 | 22 |  | 1.1024 | 0.86614
|  |  | 1.2205 | 3.7402 |  | 1.2598 | 3.7402
Micro SD Card | 4
PCB Parts | 24
PCB | 2
Assembly | 14
|  |  |  | Spent | 594.98
Total Cost | 100.54 |  |  | 78.51 | Adafruit Parts
|  |  |  | 24.94 | DigiKey Parts
|  |  |  | 23.88 | PCB Thru Hole 1.0
|  |  |  | 14.47 | Radioshack
|  |  |  | 25.56 | DigiKey First Test Parts
|  |  |  | 13.88 | SD Card
|  |  |  | 28.9 | PCB 2.0
|  |  |  | 84.84 | Test Parts 2.0
|  |  |  | 300 | Test Assy

## ds3234 registers
ds3234 registers
0Eh/8Eh |  | 0 | 1 | value on startup | value we want
Bit 7 | EOSC | oscillator started | stop oscillator when switch to battery power | 0 | 0
Bit 6 | BBSQW | batt backed sqw on | batt backed sqw off | 0 | 1
Bit 5 | CONV | convert temp | don’t convert temp | 0 | 1
Bit 4 | RS2 | sqw freq (w/RS1) | sqw freq (w/RS1) | 1 | 0 (set to 1 Hz)
Bit 3 | RS1 | sqw freq (w/RS2) | sqw freq (w/RS2) | 1 | 0 (set to 1 Hz)
Bit 2 | INTCN | enable int/sqw | disable int/sqw | 1 | 0
Bit 1 | A2IE | alarm 2 enable | alarm 2 disable | 0 | 0
Bit 0 | A1IE | alarm 1 enable | alarm 1 disable | 0 | 1
flags
0Fh/8Fh
Bit 7 | OSF | oscillator not stopped | osciallator may have stopped | 1 | 0
Bit 6 | BB32Khz | no batt backed 32 kHz output | enable batt backed 32KHz output | 1 | 0?
Bit 5 | CRATE1 | change sample rate | change sample rate |  | 0
Bit 4 | CRATE0 | change sample rate | change sample rate |  | 0
Bit 3 | EN32KHz | disable 32Khz output | enable 32KHz Output | 1 | 0?
Bit 2 |  |  |  |  | 0
Bit 1 |  | alarm 2 has not tripped | alarm 2 has tripped | ? | 0 (reset every measurement)
Bit 0 |  | alarm 1 has not tripped | alarm 1 has tripped | ? | 0 (reset every measurement)
A1M4 | want all at 0 (alarm when day, hr, min, seconds match alarm 1)
A1M3 | want all at 0 (alarm when day, hr, min, seconds match alarm 1)
A1M2 | want all at 0 (alarm when day, hr, min, seconds match alarm 1)
A1M1 | want all at 0 (alarm when day, hr, min, seconds match alarm 1)
DY/DT | want at 0 (alarm when date matches, not day of week)

## ADC accuracy
min 4 ohm resolution needed for +/- 0.01C increments. Should probably use 16 bit ADC
ADC | V Range | bits | mV | R2 | Incremental R Change
| 5 | 10 | 0.0048828 | 9961.0136 | 38.9864
| 5 | 12 | 0.0012207 | 9990.2391 | 9.7609
| 5 | 14 | 0.00030518 | 9997.5589 | 2.4411
| 5 | 16 | 7.6294e-05 | 9999.3897 | 0.61033
VREF | Vrange | +/- % | mV accuracy
| 2.048 | 0.05 | 0.001024 | 9980.02 | 19.98
| 4.096 | 0.02 | 0.0008192 | 9992.0032 | 7.9968
| 4.096 | 0.0001 | 4.096e-06 | 9999.96 | 0.04
ADC INL | Vrange | +/- % | mV accuracy
| 5 | 0.05 | 0.0025 | 9980.02 | 19.98
| 5 | 0.02 | 0.001 | 9992.0032 | 7.9968
| 5 | 0.01 | 0.0005 | 9996.0008 | 3.9992
Micro Arduinio (no headers) | 20.66
MicroSD Breakout Card | 8.96
Deadon RTC | 17.96
PowerBoost Card | 8.96
Thermistor | 5.27
Micro SD Card | 4
Headers, Resistors, Batt holder | 10
PCB | 2
Battery | 1
Total Cost | 78.81

## Resistor Calculations
| Temp | Resistance |  |  | coefficients
Tmin | -5 | 151.2 |  | DRT1/DTT1 | 8.2 | W/°C | a | -7.899 | 151.2
Tmin+0.05 | -4.95 | 143 |  | RT1 | 151.2 | W | b | -33.2732 | 143
Tmid-point | 27.5 | 29.49 |  | DRT3/DTT3 | 0.301 | W/°C | c | 6410.2753 | 29.49
Tmax-0.05 | 59.95 | 7.88 |  | RT3 | 7.579 | W |  |  | 7.88
Tmax | 60 | 7.579 | [6 empty] | 7.579
Ideal Rs | 26.459 | W
Vin | 4.096 | V
Actual Rs | 27 | W | <----------
VOMAX | 3.4754 | V
VOMIN | 0.89776 | V
VADCMAX | 4.096 | V
VADCMIN | 0 | V
G | 1.5891
VOFF | -1.4266 | V
RG | 100 | W | <----------
RF | 58.9053 | W
Actual RF | 55 | W | <----------
Actual G | 1.55
VADCMax | 3.9603 | V | <----------
VADCMin | -0.03506 | V | <----------

## T-R Chart
Temp (°C) | Resistance (Ω)
10,000 Ω @ +25°C
-55 | 963849 | -55 | 4819245
-54.95 | 960288.78 | -54.95 | 4801443.9
-54.9 | 956743.02 | -54.9 | 4783715.1
-54.85 | 953211.63 | -54.85 | 4766058.15
-54.8 | 949694.57 | -54.8 | 4748472.85
-54.75 | 946191.77 | -54.75 | 4730958.85
-54.7 | 942703.17 | -54.7 | 4713515.85
-54.65 | 939228.7 | -54.65 | 4696143.5
-54.6 | 935768.3 | -54.6 | 4678841.5
-54.55 | 932321.91 | -54.55 | 4661609.55
-54.5 | 928889.47 | -54.5 | 4644447.35
-54.45 | 925470.91 | -54.45 | 4627354.55
-54.4 | 922066.19 | -54.4 | 4610330.95
-54.35 | 918675.22 | -54.35 | 4593376.1
-54.3 | 915297.96 | -54.3 | 4576489.8
-54.25 | 911934.35 | -54.25 | 4559671.75
-54.2 | 908584.32 | -54.2 | 4542921.6
-54.15 | 905247.82 | -54.15 | 4526239.1
-54.1 | 901924.78 | -54.1 | 4509623.9
-54.05 | 898615.15 | -54.05 | 4493075.75
-54 | 895318.87 | -54 | 4476594.35
-53.95 | 892035.88 | -53.95 | 4460179.4
-53.9 | 888766.12 | -53.9 | 4443830.6
-53.85 | 885509.53 | -53.85 | 4427547.65
-53.8 | 882266.06 | -53.8 | 4411330.3
-53.75 | 879035.64 | -53.75 | 4395178.2
-53.7 | 875818.23 | -53.7 | 4379091.15
-53.65 | 872613.77 | -53.65 | 4363068.85
-53.6 | 869422.19 | -53.6 | 4347110.95
-53.55 | 866243.44 | -53.55 | 4331217.2
-53.5 | 863077.47 | -53.5 | 4315387.35
-53.45 | 859924.22 | -53.45 | 4299621.1
-53.4 | 856783.63 | -53.4 | 4283918.15
-53.35 | 853655.66 | -53.35 | 4268278.3
-53.3 | 850540.23 | -53.3 | 4252701.15
-53.25 | 847437.31 | -53.25 | 4237186.55
-53.2 | 844346.83 | -53.2 | 4221734.15
-53.15 | 841268.74 | -53.15 | 4206343.7
-53.1 | 838202.99 | -53.1 | 4191014.95
-53.05 | 835149.53 | -53.05 | 4175747.65
-53 | 832108.29 | -53 | 4160541.45
-52.95 | 829079.23 | -52.95 | 4145396.15
-52.9 | 826062.29 | -52.9 | 4130311.45
-52.85 | 823057.43 | -52.85 | 4115287.15
-52.8 | 820064.58 | -52.8 | 4100322.9
-52.75 | 817083.7 | -52.75 | 4085418.5
-52.7 | 814114.73 | -52.7 | 4070573.65
-52.65 | 811157.62 | -52.65 | 4055788.1
-52.6 | 808212.33 | -52.6 | 4041061.65
-52.55 | 805278.8 | -52.55 | 4026394
-52.5 | 802356.97 | -52.5 | 4011784.85
-52.45 | 799446.8 | -52.45 | 3997234
-52.4 | 796548.24 | -52.4 | 3982741.2
-52.35 | 793661.24 | -52.35 | 3968306.2
-52.3 | 790785.75 | -52.3 | 3953928.75
-52.25 | 787921.71 | -52.25 | 3939608.55
-52.2 | 785069.08 | -52.2 | 3925345.4
-52.15 | 782227.81 | -52.15 | 3911139.05
-52.1 | 779397.84 | -52.1 | 3896989.2
-52.05 | 776579.14 | -52.05 | 3882895.7
-52 | 773771.65 | -52 | 3868858.25
-51.95 | 770975.32 | -51.95 | 3854876.6
-51.9 | 768190.11 | -51.9 | 3840950.55
-51.85 | 765415.96 | -51.85 | 3827079.8
-51.8 | 762652.84 | -51.8 | 3813264.2
-51.75 | 759900.68 | -51.75 | 3799503.4
-51.7 | 757159.45 | -51.7 | 3785797.25
-51.65 | 754429.1 | -51.65 | 3772145.5
-51.6 | 751709.58 | -51.6 | 3758547.9
-51.55 | 749000.84 | -51.55 | 3745004.2
-51.5 | 746302.83 | -51.5 | 3731514.15
-51.45 | 743615.52 | -51.45 | 3718077.6
-51.4 | 740938.86 | -51.4 | 3704694.3
-51.35 | 738272.79 | -51.35 | 3691363.95
-51.3 | 735617.27 | -51.3 | 3678086.35
-51.25 | 732972.27 | -51.25 | 3664861.35
-51.2 | 730337.72 | -51.2 | 3651688.6
-51.15 | 727713.6 | -51.15 | 3638568
-51.1 | 725099.85 | -51.1 | 3625499.25
-51.05 | 722496.42 | -51.05 | 3612482.1
-51 | 719903.28 | -51 | 3599516.4
-50.95 | 717320.38 | -50.95 | 3586601.9
-50.9 | 714747.68 | -50.9 | 3573738.4
-50.85 | 712185.13 | -50.85 | 3560925.65
-50.8 | 709632.69 | -50.8 | 3548163.45
-50.75 | 707090.31 | -50.75 | 3535451.55
-50.7 | 704557.96 | -50.7 | 3522789.8
-50.65 | 702035.58 | -50.65 | 3510177.9
-50.6 | 699523.14 | -50.6 | 3497615.7
-50.55 | 697020.6 | -50.55 | 3485103
-50.5 | 694527.91 | -50.5 | 3472639.55
-50.45 | 692045.03 | -50.45 | 3460225.15
-50.4 | 689571.91 | -50.4 | 3447859.55
-50.35 | 687108.52 | -50.35 | 3435542.6
-50.3 | 684654.82 | -50.3 | 3423274.1
-50.25 | 682210.76 | -50.25 | 3411053.8
-50.2 | 679776.3 | -50.2 | 3398881.5
-50.15 | 677351.4 | -50.15 | 3386757
-50.1 | 674936.02 | -50.1 | 3374680.1
-50.05 | 672530.12 | -50.05 | 3362650.6
-50 | 670133.66 | -50 | 3350668.3
-49.95 | 667746.6 | -49.95 | 3338733
-49.9 | 665368.89 | -49.9 | 3326844.45
-49.85 | 663000.51 | -49.85 | 3315002.55
-49.8 | 660641.4 | -49.8 | 3303207
-49.75 | 658291.54 | -49.75 | 3291457.7
-49.7 | 655950.87 | -49.7 | 3279754.35
-49.65 | 653619.36 | -49.65 | 3268096.8
-49.6 | 651296.98 | -49.6 | 3256484.9
-49.55 | 648983.68 | -49.55 | 3244918.4
-49.5 | 646679.43 | -49.5 | 3233397.15
-49.45 | 644384.18 | -49.45 | 3221920.9
-49.4 | 642097.9 | -49.4 | 3210489.5
-49.35 | 639820.54 | -49.35 | 3199102.7
-49.3 | 637552.08 | -49.3 | 3187760.4
-49.25 | 635292.48 | -49.25 | 3176462.4
-49.2 | 633041.69 | -49.2 | 3165208.45
-49.15 | 630799.68 | -49.15 | 3153998.4
-49.1 | 628566.41 | -49.1 | 3142832.05
-49.05 | 626341.85 | -49.05 | 3131709.25
-49 | 624125.96 | -49 | 3120629.8
-48.95 | 621918.69 | -48.95 | 3109593.45
-48.9 | 619720.02 | -48.9 | 3098600.1
-48.85 | 617529.91 | -48.85 | 3087649.55
-48.8 | 615348.33 | -48.8 | 3076741.65
-48.75 | 613175.22 | -48.75 | 3065876.1
-48.7 | 611010.57 | -48.7 | 3055052.85
-48.65 | 608854.33 | -48.65 | 3044271.65
-48.6 | 606706.48 | -48.6 | 3033532.4
-48.55 | 604566.96 | -48.55 | 3022834.8
-48.5 | 602435.75 | -48.5 | 3012178.75
-48.45 | 600312.82 | -48.45 | 3001564.1
-48.4 | 598198.12 | -48.4 | 2990990.6
-48.35 | 596091.63 | -48.35 | 2980458.15
-48.3 | 593993.31 | -48.3 | 2969966.55
-48.25 | 591903.12 | -48.25 | 2959515.6
-48.2 | 589821.03 | -48.2 | 2949105.15
-48.15 | 587747.01 | -48.15 | 2938735.05
-48.1 | 585681.02 | -48.1 | 2928405.1
-48.05 | 583623.02 | -48.05 | 2918115.1
-48 | 581573 | -48 | 2907865
-47.95 | 579530.9 | -47.95 | 2897654.5
-47.9 | 577496.7 | -47.9 | 2887483.5
-47.85 | 575470.37 | -47.85 | 2877351.85
-47.8 | 573451.86 | -47.8 | 2867259.3
-47.75 | 571441.16 | -47.75 | 2857205.8
-47.7 | 569438.22 | -47.7 | 2847191.1
-47.65 | 567443.01 | -47.65 | 2837215.05
-47.6 | 565455.5 | -47.6 | 2827277.5
-47.55 | 563475.67 | -47.55 | 2817378.35
-47.5 | 561503.47 | -47.5 | 2807517.35
-47.45 | 559538.87 | -47.45 | 2797694.35
-47.4 | 557581.84 | -47.4 | 2787909.2
-47.35 | 555632.36 | -47.35 | 2778161.8
-47.3 | 553690.38 | -47.3 | 2768451.9
-47.25 | 551755.88 | -47.25 | 2758779.4
-47.2 | 549828.83 | -47.2 | 2749144.15
-47.15 | 547909.19 | -47.15 | 2739545.95
-47.1 | 545996.94 | -47.1 | 2729984.7
-47.05 | 544092.04 | -47.05 | 2720460.2
-47 | 542194.46 | -47 | 2710972.3
-46.95 | 540304.17 | -46.95 | 2701520.85
-46.9 | 538421.14 | -46.9 | 2692105.7
-46.85 | 536545.35 | -46.85 | 2682726.75
-46.8 | 534676.75 | -46.8 | 2673383.75
-46.75 | 532815.33 | -46.75 | 2664076.65
-46.7 | 530961.04 | -46.7 | 2654805.2
-46.65 | 529113.87 | -46.65 | 2645569.35
-46.6 | 527273.78 | -46.6 | 2636368.9
-46.55 | 525440.74 | -46.55 | 2627203.7
-46.5 | 523614.72 | -46.5 | 2618073.6
-46.45 | 521795.69 | -46.45 | 2608978.45
-46.4 | 519983.63 | -46.4 | 2599918.15
-46.35 | 518178.5 | -46.35 | 2590892.5
-46.3 | 516380.28 | -46.3 | 2581901.4
-46.25 | 514588.94 | -46.25 | 2572944.7
-46.2 | 512804.44 | -46.2 | 2564022.2
-46.15 | 511026.77 | -46.15 | 2555133.85
-46.1 | 509255.88 | -46.1 | 2546279.4
-46.05 | 507491.76 | -46.05 | 2537458.8
-46 | 505734.38 | -46 | 2528671.9
-45.95 | 503983.7 | -45.95 | 2519918.5
-45.9 | 502239.7 | -45.9 | 2511198.5
-45.85 | 500502.35 | -45.85 | 2502511.75
-45.8 | 498771.63 | -45.8 | 2493858.15
-45.75 | 497047.51 | -45.75 | 2485237.55
-45.7 | 495329.95 | -45.7 | 2476649.75
-45.65 | 493618.93 | -45.65 | 2468094.65
-45.6 | 491914.44 | -45.6 | 2459572.2
-45.55 | 490216.42 | -45.55 | 2451082.1
-45.5 | 488524.87 | -45.5 | 2442624.35
-45.45 | 486839.76 | -45.45 | 2434198.8
-45.4 | 485161.05 | -45.4 | 2425805.25
-45.35 | 483488.72 | -45.35 | 2417443.6
-45.3 | 481822.75 | -45.3 | 2409113.75
-45.25 | 480163.11 | -45.25 | 2400815.55
-45.2 | 478509.77 | -45.2 | 2392548.85
-45.15 | 476862.7 | -45.15 | 2384313.5
-45.1 | 475221.89 | -45.1 | 2376109.45
-45.05 | 473587.3 | -45.05 | 2367936.5
-45 | 471958.91 | -45 | 2359794.55
-44.95 | 470336.69 | -44.95 | 2351683.45
-44.9 | 468720.62 | -44.9 | 2343603.1
-44.85 | 467110.67 | -44.85 | 2335553.35
-44.8 | 465506.82 | -44.8 | 2327534.1
-44.75 | 463909.04 | -44.75 | 2319545.2
-44.7 | 462317.31 | -44.7 | 2311586.55
-44.65 | 460731.6 | -44.65 | 2303658
-44.6 | 459151.89 | -44.6 | 2295759.45
-44.55 | 457578.15 | -44.55 | 2287890.75
-44.5 | 456010.36 | -44.5 | 2280051.8
-44.45 | 454448.5 | -44.45 | 2272242.5
-44.4 | 452892.53 | -44.4 | 2264462.65
-44.35 | 451342.44 | -44.35 | 2256712.2
-44.3 | 449798.19 | -44.3 | 2248990.95
-44.25 | 448259.78 | -44.25 | 2241298.9
-44.2 | 446727.17 | -44.2 | 2233635.85
-44.15 | 445200.34 | -44.15 | 2226001.7
-44.1 | 443679.26 | -44.1 | 2218396.3
-44.05 | 442163.91 | -44.05 | 2210819.55
-44 | 440654.27 | -44 | 2203271.35
-43.95 | 439150.32 | -43.95 | 2195751.6
-43.9 | 437652.03 | -43.9 | 2188260.15
-43.85 | 436159.38 | -43.85 | 2180796.9
-43.8 | 434672.34 | -43.8 | 2173361.7
-43.75 | 433190.9 | -43.75 | 2165954.5
-43.7 | 431715.02 | -43.7 | 2158575.1
-43.65 | 430244.69 | -43.65 | 2151223.45
-43.6 | 428779.88 | -43.6 | 2143899.4
-43.55 | 427320.58 | -43.55 | 2136602.9
-43.5 | 425866.75 | -43.5 | 2129333.75
-43.45 | 424418.38 | -43.45 | 2122091.9
-43.4 | 422975.45 | -43.4 | 2114877.25
-43.35 | 421537.93 | -43.35 | 2107689.65
-43.3 | 420105.79 | -43.3 | 2100528.95
-43.25 | 418679.03 | -43.25 | 2093395.15
-43.2 | 417257.61 | -43.2 | 2086288.05
-43.15 | 415841.51 | -43.15 | 2079207.55
-43.1 | 414430.72 | -43.1 | 2072153.6
-43.05 | 413025.21 | -43.05 | 2065126.05
-43 | 411624.95 | -43 | 2058124.75
-42.95 | 410229.94 | -42.95 | 2051149.7
-42.9 | 408840.14 | -42.9 | 2044200.7
-42.85 | 407455.53 | -42.85 | 2037277.65
-42.8 | 406076.1 | -42.8 | 2030380.5
-42.75 | 404701.83 | -42.75 | 2023509.15
-42.7 | 403332.68 | -42.7 | 2016663.4
-42.65 | 401968.65 | -42.65 | 2009843.25
-42.6 | 400609.7 | -42.6 | 2003048.5
-42.55 | 399255.83 | -42.55 | 1996279.15
-42.5 | 397907.01 | -42.5 | 1989535.05
-42.45 | 396563.21 | -42.45 | 1982816.05
-42.4 | 395224.42 | -42.4 | 1976122.1
-42.35 | 393890.62 | -42.35 | 1969453.1
-42.3 | 392561.79 | -42.3 | 1962808.95
-42.25 | 391237.91 | -42.25 | 1956189.55
-42.2 | 389918.95 | -42.2 | 1949594.75
-42.15 | 388604.9 | -42.15 | 1943024.5
-42.1 | 387295.74 | -42.1 | 1936478.7
-42.05 | 385991.44 | -42.05 | 1929957.2
-42 | 384692 | -42 | 1923460
-41.95 | 383397.38 | -41.95 | 1916986.9
-41.9 | 382107.57 | -41.9 | 1910537.85
-41.85 | 380822.55 | -41.85 | 1904112.75
-41.8 | 379542.3 | -41.8 | 1897711.5
-41.75 | 378266.8 | -41.75 | 1891334
-41.7 | 376996.03 | -41.7 | 1884980.15
-41.65 | 375729.98 | -41.65 | 1878649.9
-41.6 | 374468.62 | -41.6 | 1872343.1
-41.55 | 373211.93 | -41.55 | 1866059.65
-41.5 | 371959.9 | -41.5 | 1859799.5
-41.45 | 370712.51 | -41.45 | 1853562.55
-41.4 | 369469.73 | -41.4 | 1847348.65
-41.35 | 368231.55 | -41.35 | 1841157.75
-41.3 | 366997.96 | -41.3 | 1834989.8
-41.25 | 365768.92 | -41.25 | 1828844.6
-41.2 | 364544.43 | -41.2 | 1822722.15
-41.15 | 363324.47 | -41.15 | 1816622.35
-41.1 | 362109.01 | -41.1 | 1810545.05
-41.05 | 360898.05 | -41.05 | 1804490.25
-41 | 359691.55 | -41 | 1798457.75
-40.95 | 358489.51 | -40.95 | 1792447.55
-40.9 | 357291.9 | -40.9 | 1786459.5
-40.85 | 356098.72 | -40.85 | 1780493.6
-40.8 | 354909.93 | -40.8 | 1774549.65
-40.75 | 353725.52 | -40.75 | 1768627.6
-40.7 | 352545.48 | -40.7 | 1762727.4
-40.65 | 351369.78 | -40.65 | 1756848.9
-40.6 | 350198.42 | -40.6 | 1750992.1
-40.55 | 349031.37 | -40.55 | 1745156.85
-40.5 | 347868.61 | -40.5 | 1739343.05
-40.45 | 346710.13 | -40.45 | 1733550.65
-40.4 | 345555.91 | -40.4 | 1727779.55
-40.35 | 344405.93 | -40.35 | 1722029.65
-40.3 | 343260.18 | -40.3 | 1716300.9
-40.25 | 342118.64 | -40.25 | 1710593.2
-40.2 | 340981.3 | -40.2 | 1704906.5
-40.15 | 339848.13 | -40.15 | 1699240.65
-40.1 | 338719.11 | -40.1 | 1693595.55
-40.05 | 337594.24 | -40.05 | 1687971.2
-40 | 336473.5 | -40 | 1682367.5
-39.95 | 335356.87 | -39.95 | 1676784.35
-39.9 | 334244.33 | -39.9 | 1671221.65
-39.85 | 333135.86 | -39.85 | 1665679.3
-39.8 | 332031.46 | -39.8 | 1660157.3
-39.75 | 330931.1 | -39.75 | 1654655.5
-39.7 | 329834.77 | -39.7 | 1649173.85
-39.65 | 328742.45 | -39.65 | 1643712.25
-39.6 | 327654.13 | -39.6 | 1638270.65
-39.55 | 326569.79 | -39.55 | 1632848.95
-39.5 | 325489.41 | -39.5 | 1627447.05
-39.45 | 324412.98 | -39.45 | 1622064.9
-39.4 | 323340.49 | -39.4 | 1616702.45
-39.35 | 322271.91 | -39.35 | 1611359.55
-39.3 | 321207.23 | -39.3 | 1606036.15
-39.25 | 320146.44 | -39.25 | 1600732.2
-39.2 | 319089.52 | -39.2 | 1595447.6
-39.15 | 318036.45 | -39.15 | 1590182.25
-39.1 | 316987.22 | -39.1 | 1584936.1
-39.05 | 315941.82 | -39.05 | 1579709.1
-39 | 314900.23 | -39 | 1574501.15
-38.95 | 313862.43 | -38.95 | 1569312.15
-38.9 | 312828.41 | -38.9 | 1564142.05
-38.85 | 311798.16 | -38.85 | 1558990.8
-38.8 | 310771.65 | -38.8 | 1553858.25
-38.75 | 309748.88 | -38.75 | 1548744.4
-38.7 | 308729.83 | -38.7 | 1543649.15
-38.65 | 307714.48 | -38.65 | 1538572.4
-38.6 | 306702.83 | -38.6 | 1533514.15
-38.55 | 305694.85 | -38.55 | 1528474.25
-38.5 | 304690.53 | -38.5 | 1523452.65
-38.45 | 303689.85 | -38.45 | 1518449.25
-38.4 | 302692.81 | -38.4 | 1513464.05
-38.35 | 301699.39 | -38.35 | 1508496.95
-38.3 | 300709.57 | -38.3 | 1503547.85
-38.25 | 299723.34 | -38.25 | 1498616.7
-38.2 | 298740.68 | -38.2 | 1493703.4
-38.15 | 297761.58 | -38.15 | 1488807.9
-38.1 | 296786.04 | -38.1 | 1483930.2
-38.05 | 295814.02 | -38.05 | 1479070.1
-38 | 294845.52 | -38 | 1474227.6
-37.95 | 293880.53 | -37.95 | 1469402.65
-37.9 | 292919.03 | -37.9 | 1464595.15
-37.85 | 291961.01 | -37.85 | 1459805.05
-37.8 | 291006.44 | -37.8 | 1455032.2
-37.75 | 290055.33 | -37.75 | 1450276.65
-37.7 | 289107.66 | -37.7 | 1445538.3
-37.65 | 288163.41 | -37.65 | 1440817.05
-37.6 | 287222.57 | -37.6 | 1436112.85
-37.55 | 286285.12 | -37.55 | 1431425.6
-37.5 | 285351.06 | -37.5 | 1426755.3
-37.45 | 284420.36 | -37.45 | 1422101.8
-37.4 | 283493.02 | -37.4 | 1417465.1
-37.35 | 282569.03 | -37.35 | 1412845.15
-37.3 | 281648.36 | -37.3 | 1408241.8
-37.25 | 280731.01 | -37.25 | 1403655.05
-37.2 | 279816.97 | -37.2 | 1399084.85
-37.15 | 278906.21 | -37.15 | 1394531.05
-37.1 | 277998.73 | -37.1 | 1389993.65
-37.05 | 277094.52 | -37.05 | 1385472.6
-37 | 276193.56 | -37 | 1380967.8
-36.95 | 275295.84 | -36.95 | 1376479.2
-36.9 | 274401.34 | -36.9 | 1372006.7
-36.85 | 273510.06 | -36.85 | 1367550.3
-36.8 | 272621.98 | -36.8 | 1363109.9
-36.75 | 271737.09 | -36.75 | 1358685.45
-36.7 | 270855.37 | -36.7 | 1354276.85
-36.65 | 269976.82 | -36.65 | 1349884.1
-36.6 | 269101.42 | -36.6 | 1345507.1
-36.55 | 268229.16 | -36.55 | 1341145.8
-36.5 | 267360.03 | -36.5 | 1336800.15
-36.45 | 266494.01 | -36.45 | 1332470.05
-36.4 | 265631.09 | -36.4 | 1328155.45
-36.35 | 264771.27 | -36.35 | 1323856.35
-36.3 | 263914.52 | -36.3 | 1319572.6
-36.25 | 263060.84 | -36.25 | 1315304.2
-36.2 | 262210.21 | -36.2 | 1311051.05
-36.15 | 261362.62 | -36.15 | 1306813.1
-36.1 | 260518.07 | -36.1 | 1302590.35
-36.05 | 259676.53 | -36.05 | 1298382.65
-36 | 258838 | -36 | 1294190
-35.95 | 258002.47 | -35.95 | 1290012.35
-35.9 | 257169.91 | -35.9 | 1285849.55
-35.85 | 256340.34 | -35.85 | 1281701.7
-35.8 | 255513.72 | -35.8 | 1277568.6
-35.75 | 254690.05 | -35.75 | 1273450.25
-35.7 | 253869.31 | -35.7 | 1269346.55
-35.65 | 253051.51 | -35.65 | 1265257.55
-35.6 | 252236.61 | -35.6 | 1261183.05
-35.55 | 251424.62 | -35.55 | 1257123.1
-35.5 | 250615.53 | -35.5 | 1253077.65
-35.45 | 249809.31 | -35.45 | 1249046.55
-35.4 | 249005.96 | -35.4 | 1245029.8
-35.35 | 248205.47 | -35.35 | 1241027.35
-35.3 | 247407.83 | -35.3 | 1237039.15
-35.25 | 246613.03 | -35.25 | 1233065.15
-35.2 | 245821.05 | -35.2 | 1229105.25
-35.15 | 245031.88 | -35.15 | 1225159.4
-35.1 | 244245.52 | -35.1 | 1221227.6
-35.05 | 243461.95 | -35.05 | 1217309.75
-35 | 242681.16 | -35 | 1213405.8
-34.95 | 241903.14 | -34.95 | 1209515.7
-34.9 | 241127.88 | -34.9 | 1205639.4
-34.85 | 240355.37 | -34.85 | 1201776.85
-34.8 | 239585.6 | -34.8 | 1197928
-34.75 | 238818.56 | -34.75 | 1194092.8
-34.7 | 238054.24 | -34.7 | 1190271.2
-34.65 | 237292.62 | -34.65 | 1186463.1
-34.6 | 236533.7 | -34.6 | 1182668.5
-34.55 | 235777.46 | -34.55 | 1178887.3
-34.5 | 235023.91 | -34.5 | 1175119.55
-34.45 | 234273.01 | -34.45 | 1171365.05
-34.4 | 233524.78 | -34.4 | 1167623.9
-34.35 | 232779.18 | -34.35 | 1163895.9
-34.3 | 232036.23 | -34.3 | 1160181.15
-34.25 | 231295.89 | -34.25 | 1156479.45
-34.2 | 230558.17 | -34.2 | 1152790.85
-34.15 | 229823.06 | -34.15 | 1149115.3
-34.1 | 229090.54 | -34.1 | 1145452.7
-34.05 | 228360.61 | -34.05 | 1141803.05
-34 | 227633.25 | -34 | 1138166.25
-33.95 | 226908.45 | -33.95 | 1134542.25
-33.9 | 226186.21 | -33.9 | 1130931.05
-33.85 | 225466.51 | -33.85 | 1127332.55
-33.8 | 224749.35 | -33.8 | 1123746.75
-33.75 | 224034.71 | -33.75 | 1120173.55
-33.7 | 223322.59 | -33.7 | 1116612.95
-33.65 | 222612.98 | -33.65 | 1113064.9
-33.6 | 221905.86 | -33.6 | 1109529.3
-33.55 | 221201.23 | -33.55 | 1106006.15
-33.5 | 220499.07 | -33.5 | 1102495.35
-33.45 | 219799.39 | -33.45 | 1098996.95
-33.4 | 219102.16 | -33.4 | 1095510.8
-33.35 | 218407.38 | -33.35 | 1092036.9
-33.3 | 217715.04 | -33.3 | 1088575.2
-33.25 | 217025.13 | -33.25 | 1085125.65
-33.2 | 216337.64 | -33.2 | 1081688.2
-33.15 | 215652.56 | -33.15 | 1078262.8
-33.1 | 214969.89 | -33.1 | 1074849.45
-33.05 | 214289.6 | -33.05 | 1071448
-33 | 213611.71 | -33 | 1068058.55
-32.95 | 212936.18 | -32.95 | 1064680.9
-32.9 | 212263.02 | -32.9 | 1061315.1
-32.85 | 211592.22 | -32.85 | 1057961.1
-32.8 | 210923.77 | -32.8 | 1054618.85
-32.75 | 210257.65 | -32.75 | 1051288.25
-32.7 | 209593.87 | -32.7 | 1047969.35
-32.65 | 208932.4 | -32.65 | 1044662
-32.6 | 208273.25 | -32.6 | 1041366.25
-32.55 | 207616.4 | -32.55 | 1038082
-32.5 | 206961.85 | -32.5 | 1034809.25
-32.45 | 206309.58 | -32.45 | 1031547.9
-32.4 | 205659.58 | -32.4 | 1028297.9
-32.35 | 205011.86 | -32.35 | 1025059.3
-32.3 | 204366.39 | -32.3 | 1021831.95
-32.25 | 203723.18 | -32.25 | 1018615.9
-32.2 | 203082.21 | -32.2 | 1015411.05
-32.15 | 202443.47 | -32.15 | 1012217.35
-32.1 | 201806.96 | -32.1 | 1009034.8
-32.05 | 201172.66 | -32.05 | 1005863.3
-32 | 200540.58 | -32 | 1002702.9
-31.95 | 199910.69 | -31.95 | 999553.45
-31.9 | 199283 | -31.9 | 996415
-31.85 | 198657.48 | -31.85 | 993287.4
-31.8 | 198034.15 | -31.8 | 990170.75
-31.75 | 197412.98 | -31.75 | 987064.9
-31.7 | 196793.97 | -31.7 | 983969.85
-31.65 | 196177.11 | -31.65 | 980885.55
-31.6 | 195562.39 | -31.6 | 977811.95
-31.55 | 194949.81 | -31.55 | 974749.05
-31.5 | 194339.35 | -31.5 | 971696.75
-31.45 | 193731.01 | -31.45 | 968655.05
-31.4 | 193124.78 | -31.4 | 965623.9
-31.35 | 192520.65 | -31.35 | 962603.25
-31.3 | 191918.62 | -31.3 | 959593.1
-31.25 | 191318.67 | -31.25 | 956593.35
-31.2 | 190720.8 | -31.2 | 953604
-31.15 | 190125 | -31.15 | 950625
-31.1 | 189531.26 | -31.1 | 947656.3
-31.05 | 188939.58 | -31.05 | 944697.9
-31 | 188349.94 | -31 | 941749.7
-30.95 | 187762.35 | -30.95 | 938811.75
-30.9 | 187176.78 | -30.9 | 935883.9
-30.85 | 186593.24 | -30.85 | 932966.2
-30.8 | 186011.72 | -30.8 | 930058.6
-30.75 | 185432.2 | -30.75 | 927161
-30.7 | 184854.69 | -30.7 | 924273.45
-30.65 | 184279.16 | -30.65 | 921395.8
-30.6 | 183705.63 | -30.6 | 918528.15
-30.55 | 183134.07 | -30.55 | 915670.35
-30.5 | 182564.49 | -30.5 | 912822.45
-30.45 | 181996.86 | -30.45 | 909984.3
-30.4 | 181431.2 | -30.4 | 907156
-30.35 | 180867.48 | -30.35 | 904337.4
-30.3 | 180305.7 | -30.3 | 901528.5
-30.25 | 179745.86 | -30.25 | 898729.3
-30.2 | 179187.95 | -30.2 | 895939.75
-30.15 | 178631.95 | -30.15 | 893159.75
-30.1 | 178077.87 | -30.1 | 890389.35
-30.05 | 177525.69 | -30.05 | 887628.45
-30 | 176975.41 | -30 | 884877.05
-29.95 | 176427.02 | -29.95 | 882135.1
-29.9 | 175880.52 | -29.9 | 879402.6
-29.85 | 175335.89 | -29.85 | 876679.45
-29.8 | 174793.13 | -29.8 | 873965.65
-29.75 | 174252.24 | -29.75 | 871261.2
-29.7 | 173713.2 | -29.7 | 868566
-29.65 | 173176.01 | -29.65 | 865880.05
-29.6 | 172640.66 | -29.6 | 863203.3
-29.55 | 172107.14 | -29.55 | 860535.7
-29.5 | 171575.46 | -29.5 | 857877.3
-29.45 | 171045.59 | -29.45 | 855227.95
-29.4 | 170517.54 | -29.4 | 852587.7
-29.35 | 169991.3 | -29.35 | 849956.5
-29.3 | 169466.86 | -29.3 | 847334.3
-29.25 | 168944.21 | -29.25 | 844721.05
-29.2 | 168423.35 | -29.2 | 842116.75
-29.15 | 167904.27 | -29.15 | 839521.35
-29.1 | 167386.96 | -29.1 | 836934.8
-29.05 | 166871.43 | -29.05 | 834357.15
-29 | 166357.65 | -29 | 831788.25
-28.95 | 165845.63 | -28.95 | 829228.15
-28.9 | 165335.35 | -28.9 | 826676.75
-28.85 | 164826.82 | -28.85 | 824134.1
-28.8 | 164320.02 | -28.8 | 821600.1
-28.75 | 163814.95 | -28.75 | 819074.75
-28.7 | 163311.6 | -28.7 | 816558
-28.65 | 162809.97 | -28.65 | 814049.85
-28.6 | 162310.04 | -28.6 | 811550.2
-28.55 | 161811.82 | -28.55 | 809059.1
-28.5 | 161315.3 | -28.5 | 806576.5
-28.45 | 160820.46 | -28.45 | 804102.3
-28.4 | 160327.31 | -28.4 | 801636.55
-28.35 | 159835.84 | -28.35 | 799179.2
-28.3 | 159346.03 | -28.3 | 796730.15
-28.25 | 158857.9 | -28.25 | 794289.5
-28.2 | 158371.42 | -28.2 | 791857.1
-28.15 | 157886.59 | -28.15 | 789432.95
-28.1 | 157403.41 | -28.1 | 787017.05
-28.05 | 156921.87 | -28.05 | 784609.35
-28 | 156441.97 | -28 | 782209.85
-27.95 | 155963.69 | -27.95 | 779818.45
-27.9 | 155487.04 | -27.9 | 777435.2
-27.85 | 155012 | -27.85 | 775060
-27.8 | 154538.57 | -27.8 | 772692.85
-27.75 | 154066.75 | -27.75 | 770333.75
-27.7 | 153596.52 | -27.7 | 767982.6
-27.65 | 153127.89 | -27.65 | 765639.45
-27.6 | 152660.84 | -27.6 | 763304.2
-27.55 | 152195.38 | -27.55 | 760976.9
-27.5 | 151731.49 | -27.5 | 758657.45
-27.45 | 151269.16 | -27.45 | 756345.8
-27.4 | 150808.4 | -27.4 | 754042
-27.35 | 150349.2 | -27.35 | 751746
-27.3 | 149891.55 | -27.3 | 749457.75
-27.25 | 149435.45 | -27.25 | 747177.25
-27.2 | 148980.89 | -27.2 | 744904.45
-27.15 | 148527.86 | -27.15 | 742639.3
-27.1 | 148076.36 | -27.1 | 740381.8
-27.05 | 147626.38 | -27.05 | 738131.9
-27 | 147177.92 | -27 | 735889.6
-26.95 | 146730.97 | -26.95 | 733654.85
-26.9 | 146285.53 | -26.9 | 731427.65
-26.85 | 145841.59 | -26.85 | 729207.95
-26.8 | 145399.15 | -26.8 | 726995.75
-26.75 | 144958.19 | -26.75 | 724790.95
-26.7 | 144518.72 | -26.7 | 722593.6
-26.65 | 144080.73 | -26.65 | 720403.65
-26.6 | 143644.21 | -26.6 | 718221.05
-26.55 | 143209.16 | -26.55 | 716045.8
-26.5 | 142775.57 | -26.5 | 713877.85
-26.45 | 142343.44 | -26.45 | 711717.2
-26.4 | 141912.76 | -26.4 | 709563.8
-26.35 | 141483.53 | -26.35 | 707417.65
-26.3 | 141055.74 | -26.3 | 705278.7
-26.25 | 140629.38 | -26.25 | 703146.9
-26.2 | 140204.46 | -26.2 | 701022.3
-26.15 | 139780.96 | -26.15 | 698904.8
-26.1 | 139358.88 | -26.1 | 696794.4
-26.05 | 138938.22 | -26.05 | 694691.1
-26 | 138518.96 | -26 | 692594.8
-25.95 | 138101.11 | -25.95 | 690505.55
-25.9 | 137684.67 | -25.9 | 688423.35
-25.85 | 137269.61 | -25.85 | 686348.05
-25.8 | 136855.94 | -25.8 | 684279.7
-25.75 | 136443.66 | -25.75 | 682218.3
-25.7 | 136032.76 | -25.7 | 680163.8
-25.65 | 135623.23 | -25.65 | 678116.15
-25.6 | 135215.07 | -25.6 | 676075.35
-25.55 | 134808.27 | -25.55 | 674041.35
-25.5 | 134402.84 | -25.5 | 672014.2
-25.45 | 133998.75 | -25.45 | 669993.75
-25.4 | 133596.02 | -25.4 | 667980.1
-25.35 | 133194.63 | -25.35 | 665973.15
-25.3 | 132794.58 | -25.3 | 663972.9
-25.25 | 132395.86 | -25.25 | 661979.3
-25.2 | 131998.48 | -25.2 | 659992.4
-25.15 | 131602.42 | -25.15 | 658012.1
-25.1 | 131207.67 | -25.1 | 656038.35
-25.05 | 130814.25 | -25.05 | 654071.25
-25 | 130422.13 | -25 | 652110.65
-24.95 | 130031.32 | -24.95 | 650156.6
-24.9 | 129641.81 | -24.9 | 648209.05
-24.85 | 129253.6 | -24.85 | 646268
-24.8 | 128866.67 | -24.8 | 644333.35
-24.75 | 128481.04 | -24.75 | 642405.2
-24.7 | 128096.68 | -24.7 | 640483.4
-24.65 | 127713.6 | -24.65 | 638568
-24.6 | 127331.8 | -24.6 | 636659
-24.55 | 126951.26 | -24.55 | 634756.3
-24.5 | 126571.99 | -24.5 | 632859.95
-24.45 | 126193.97 | -24.45 | 630969.85
-24.4 | 125817.21 | -24.4 | 629086.05
-24.35 | 125441.7 | -24.35 | 627208.5
-24.3 | 125067.44 | -24.3 | 625337.2
-24.25 | 124694.41 | -24.25 | 623472.05
-24.2 | 124322.62 | -24.2 | 621613.1
-24.15 | 123952.06 | -24.15 | 619760.3
-24.1 | 123582.73 | -24.1 | 617913.65
-24.05 | 123214.63 | -24.05 | 616073.15
-24 | 122847.74 | -24 | 614238.7
-23.95 | 122482.06 | -23.95 | 612410.3
-23.9 | 122117.59 | -23.9 | 610587.95
-23.85 | 121754.33 | -23.85 | 608771.65
-23.8 | 121392.27 | -23.8 | 606961.35
-23.75 | 121031.41 | -23.75 | 605157.05
-23.7 | 120671.74 | -23.7 | 603358.7
-23.65 | 120313.25 | -23.65 | 601566.25
-23.6 | 119955.95 | -23.6 | 599779.75
-23.55 | 119599.83 | -23.55 | 597999.15
-23.5 | 119244.88 | -23.5 | 596224.4
-23.45 | 118891.11 | -23.45 | 594455.55
-23.4 | 118538.5 | -23.4 | 592692.5
-23.35 | 118187.05 | -23.35 | 590935.25
-23.3 | 117836.76 | -23.3 | 589183.8
-23.25 | 117487.62 | -23.25 | 587438.1
-23.2 | 117139.64 | -23.2 | 585698.2
-23.15 | 116792.8 | -23.15 | 583964
-23.1 | 116447.1 | -23.1 | 582235.5
-23.05 | 116102.54 | -23.05 | 580512.7
-23 | 115759.11 | -23 | 578795.55
-22.95 | 115416.81 | -22.95 | 577084.05
-22.9 | 115075.64 | -22.9 | 575378.2
-22.85 | 114735.58 | -22.85 | 573677.9
-22.8 | 114396.65 | -22.8 | 571983.25
-22.75 | 114058.82 | -22.75 | 570294.1
-22.7 | 113722.11 | -22.7 | 568610.55
-22.65 | 113386.5 | -22.65 | 566932.5
-22.6 | 113051.99 | -22.6 | 565259.95
-22.55 | 112718.58 | -22.55 | 563592.9
-22.5 | 112386.26 | -22.5 | 561931.3
-22.45 | 112055.03 | -22.45 | 560275.15
-22.4 | 111724.89 | -22.4 | 558624.45
-22.35 | 111395.83 | -22.35 | 556979.15
-22.3 | 111067.84 | -22.3 | 555339.2
-22.25 | 110740.93 | -22.25 | 553704.65
-22.2 | 110415.09 | -22.2 | 552075.45
-22.15 | 110090.32 | -22.15 | 550451.6
-22.1 | 109766.61 | -22.1 | 548833.05
-22.05 | 109443.95 | -22.05 | 547219.75
-22 | 109122.35 | -22 | 545611.75
-21.95 | 108801.8 | -21.95 | 544009
-21.9 | 108482.3 | -21.9 | 542411.5
-21.85 | 108163.84 | -21.85 | 540819.2
-21.8 | 107846.42 | -21.8 | 539232.1
-21.75 | 107530.04 | -21.75 | 537650.2
-21.7 | 107214.69 | -21.7 | 536073.45
-21.65 | 106900.37 | -21.65 | 534501.85
-21.6 | 106587.07 | -21.6 | 532935.35
-21.55 | 106274.79 | -21.55 | 531373.95
-21.5 | 105963.53 | -21.5 | 529817.65
-21.45 | 105653.29 | -21.45 | 528266.45
-21.4 | 105344.05 | -21.4 | 526720.25
-21.35 | 105035.82 | -21.35 | 525179.1
-21.3 | 104728.6 | -21.3 | 523643
-21.25 | 104422.37 | -21.25 | 522111.85
-21.2 | 104117.14 | -21.2 | 520585.7
-21.15 | 103812.9 | -21.15 | 519064.5
-21.1 | 103509.65 | -21.1 | 517548.25
-21.05 | 103207.39 | -21.05 | 516036.95
-21 | 102906.11 | -21 | 514530.55
-20.95 | 102605.81 | -20.95 | 513029.05
-20.9 | 102306.48 | -20.9 | 511532.4
-20.85 | 102008.12 | -20.85 | 510040.6
-20.8 | 101710.73 | -20.8 | 508553.65
-20.75 | 101414.31 | -20.75 | 507071.55
-20.7 | 101118.84 | -20.7 | 505594.2
-20.65 | 100824.34 | -20.65 | 504121.7
-20.6 | 100530.79 | -20.6 | 502653.95
-20.55 | 100238.18 | -20.55 | 501190.9
-20.5 | 99946.53 | -20.5 | 499732.65
-20.45 | 99655.82 | -20.45 | 498279.1
-20.4 | 99366.05 | -20.4 | 496830.25
-20.35 | 99077.22 | -20.35 | 495386.1
-20.3 | 98789.33 | -20.3 | 493946.65
-20.25 | 98502.36 | -20.25 | 492511.8
-20.2 | 98216.32 | -20.2 | 491081.6
-20.15 | 97931.21 | -20.15 | 489656.05
-20.1 | 97647.01 | -20.1 | 488235.05
-20.05 | 97363.74 | -20.05 | 486818.7
-20 | 97081.38 | -20 | 485406.9
-19.95 | 96799.93 | -19.95 | 483999.65
-19.9 | 96519.38 | -19.9 | 482596.9
-19.85 | 96239.75 | -19.85 | 481198.75
-19.8 | 95961.01 | -19.8 | 479805.05
-19.75 | 95683.17 | -19.75 | 478415.85
-19.7 | 95406.23 | -19.7 | 477031.15
-19.65 | 95130.18 | -19.65 | 475650.9
-19.6 | 94855.02 | -19.6 | 474275.1
-19.55 | 94580.75 | -19.55 | 472903.75
-19.5 | 94307.35 | -19.5 | 471536.75
-19.45 | 94034.84 | -19.45 | 470174.2
-19.4 | 93763.2 | -19.4 | 468816
-19.35 | 93492.44 | -19.35 | 467462.2
-19.3 | 93222.55 | -19.3 | 466112.75
-19.25 | 92953.52 | -19.25 | 464767.6
-19.2 | 92685.36 | -19.2 | 463426.8
-19.15 | 92418.06 | -19.15 | 462090.3
-19.1 | 92151.62 | -19.1 | 460758.1
-19.05 | 91886.03 | -19.05 | 459430.15
-19 | 91621.3 | -19 | 458106.5
-18.95 | 91357.41 | -18.95 | 456787.05
-18.9 | 91094.37 | -18.9 | 455471.85
-18.85 | 90832.17 | -18.85 | 454160.85
-18.8 | 90570.82 | -18.8 | 452854.1
-18.75 | 90310.3 | -18.75 | 451551.5
-18.7 | 90050.61 | -18.7 | 450253.05
-18.65 | 89791.76 | -18.65 | 448958.8
-18.6 | 89533.73 | -18.6 | 447668.65
-18.55 | 89276.53 | -18.55 | 446382.65
-18.5 | 89020.16 | -18.5 | 445100.8
-18.45 | 88764.6 | -18.45 | 443823
-18.4 | 88509.86 | -18.4 | 442549.3
-18.35 | 88255.93 | -18.35 | 441279.65
-18.3 | 88002.82 | -18.3 | 440014.1
-18.25 | 87750.51 | -18.25 | 438752.55
-18.2 | 87499.01 | -18.2 | 437495.05
-18.15 | 87248.31 | -18.15 | 436241.55
-18.1 | 86998.41 | -18.1 | 434992.05
-18.05 | 86749.31 | -18.05 | 433746.55
-18 | 86501 | -18 | 432505
-17.95 | 86253.48 | -17.95 | 431267.4
-17.9 | 86006.76 | -17.9 | 430033.8
-17.85 | 85760.82 | -17.85 | 428804.1
-17.8 | 85515.66 | -17.8 | 427578.3
-17.75 | 85271.28 | -17.75 | 426356.4
-17.7 | 85027.68 | -17.7 | 425138.4
-17.65 | 84784.85 | -17.65 | 423924.25
-17.6 | 84542.8 | -17.6 | 422714
-17.55 | 84301.52 | -17.55 | 421507.6
-17.5 | 84061 | -17.5 | 420305
-17.45 | 83821.25 | -17.45 | 419106.25
-17.4 | 83582.26 | -17.4 | 417911.3
-17.35 | 83344.03 | -17.35 | 416720.15
-17.3 | 83106.56 | -17.3 | 415532.8
-17.25 | 82869.84 | -17.25 | 414349.2
-17.2 | 82633.87 | -17.2 | 413169.35
-17.15 | 82398.65 | -17.15 | 411993.25
-17.1 | 82164.17 | -17.1 | 410820.85
-17.05 | 81930.44 | -17.05 | 409652.2
-17 | 81697.45 | -17 | 408487.25
-16.95 | 81465.19 | -16.95 | 407325.95
-16.9 | 81233.68 | -16.9 | 406168.4
-16.85 | 81002.89 | -16.85 | 405014.45
-16.8 | 80772.84 | -16.8 | 403864.2
-16.75 | 80543.51 | -16.75 | 402717.55
-16.7 | 80314.91 | -16.7 | 401574.55
-16.65 | 80087.03 | -16.65 | 400435.15
-16.6 | 79859.88 | -16.6 | 399299.4
-16.55 | 79633.44 | -16.55 | 398167.2
-16.5 | 79407.71 | -16.5 | 397038.55
-16.45 | 79182.7 | -16.45 | 395913.5
-16.4 | 78958.4 | -16.4 | 394792
-16.35 | 78734.81 | -16.35 | 393674.05
-16.3 | 78511.92 | -16.3 | 392559.6
-16.25 | 78289.74 | -16.25 | 391448.7
-16.2 | 78068.26 | -16.2 | 390341.3
-16.15 | 77847.47 | -16.15 | 389237.35
-16.1 | 77627.38 | -16.1 | 388136.9
-16.05 | 77407.99 | -16.05 | 387039.95
-16 | 77189.28 | -16 | 385946.4
-15.95 | 76971.27 | -15.95 | 384856.35
-15.9 | 76753.94 | -15.9 | 383769.7
-15.85 | 76537.29 | -15.85 | 382686.45
-15.8 | 76321.33 | -15.8 | 381606.65
-15.75 | 76106.04 | -15.75 | 380530.2
-15.7 | 75891.43 | -15.7 | 379457.15
-15.65 | 75677.5 | -15.65 | 378387.5
-15.6 | 75464.24 | -15.6 | 377321.2
-15.55 | 75251.65 | -15.55 | 376258.25
-15.5 | 75039.72 | -15.5 | 375198.6
-15.45 | 74828.46 | -15.45 | 374142.3
-15.4 | 74617.87 | -15.4 | 373089.35
-15.35 | 74407.93 | -15.35 | 372039.65
-15.3 | 74198.65 | -15.3 | 370993.25
-15.25 | 73990.03 | -15.25 | 369950.15
-15.2 | 73782.07 | -15.2 | 368910.35
-15.15 | 73574.75 | -15.15 | 367873.75
-15.1 | 73368.09 | -15.1 | 366840.45
-15.05 | 73162.07 | -15.05 | 365810.35
-15 | 72956.7 | -15 | 364783.5
-14.95 | 72751.96 | -14.95 | 363759.8
-14.9 | 72547.87 | -14.9 | 362739.35
-14.85 | 72344.42 | -14.85 | 361722.1
-14.8 | 72141.61 | -14.8 | 360708.05
-14.75 | 71939.43 | -14.75 | 359697.15
-14.7 | 71737.88 | -14.7 | 358689.4
-14.65 | 71536.96 | -14.65 | 357684.8
-14.6 | 71336.66 | -14.6 | 356683.3
-14.55 | 71137 | -14.55 | 355685
-14.5 | 70937.95 | -14.5 | 354689.75
-14.45 | 70739.53 | -14.45 | 353697.65
-14.4 | 70541.72 | -14.4 | 352708.6
-14.35 | 70344.54 | -14.35 | 351722.7
-14.3 | 70147.96 | -14.3 | 350739.8
-14.25 | 69952 | -14.25 | 349760
-14.2 | 69756.65 | -14.2 | 348783.25
-14.15 | 69561.91 | -14.15 | 347809.55
-14.1 | 69367.78 | -14.1 | 346838.9
-14.05 | 69174.25 | -14.05 | 345871.25
-14 | 68981.32 | -14 | 344906.6
-13.95 | 68788.99 | -13.95 | 343944.95
-13.9 | 68597.26 | -13.9 | 342986.3
-13.85 | 68406.13 | -13.85 | 342030.65
-13.8 | 68215.59 | -13.8 | 341077.95
-13.75 | 68025.64 | -13.75 | 340128.2
-13.7 | 67836.28 | -13.7 | 339181.4
-13.65 | 67647.51 | -13.65 | 338237.55
-13.6 | 67459.32 | -13.6 | 337296.6
-13.55 | 67271.72 | -13.55 | 336358.6
-13.5 | 67084.71 | -13.5 | 335423.55
-13.45 | 66898.27 | -13.45 | 334491.35
-13.4 | 66712.41 | -13.4 | 333562.05
-13.35 | 66527.12 | -13.35 | 332635.6
-13.3 | 66342.41 | -13.3 | 331712.05
-13.25 | 66158.27 | -13.25 | 330791.35
-13.2 | 65974.71 | -13.2 | 329873.55
-13.15 | 65791.71 | -13.15 | 328958.55
-13.1 | 65609.27 | -13.1 | 328046.35
-13.05 | 65427.4 | -13.05 | 327137
-13 | 65246.1 | -13 | 326230.5
-12.95 | 65065.35 | -12.95 | 325326.75
-12.9 | 64885.17 | -12.9 | 324425.85
-12.85 | 64705.53 | -12.85 | 323527.65
-12.8 | 64526.46 | -12.8 | 322632.3
-12.75 | 64347.94 | -12.75 | 321739.7
-12.7 | 64169.97 | -12.7 | 320849.85
-12.65 | 63992.54 | -12.65 | 319962.7
-12.6 | 63815.67 | -12.6 | 319078.35
-12.55 | 63639.34 | -12.55 | 318196.7
-12.5 | 63463.55 | -12.5 | 317317.75
-12.45 | 63288.31 | -12.45 | 316441.55
-12.4 | 63113.61 | -12.4 | 315568.05
-12.35 | 62939.44 | -12.35 | 314697.2
-12.3 | 62765.81 | -12.3 | 313829.05
-12.25 | 62592.72 | -12.25 | 312963.6
-12.2 | 62420.16 | -12.2 | 312100.8
-12.15 | 62248.13 | -12.15 | 311240.65
-12.1 | 62076.62 | -12.1 | 310383.1
-12.05 | 61905.65 | -12.05 | 309528.25
-12 | 61735.2 | -12 | 308676
-11.95 | 61565.28 | -11.95 | 307826.4
-11.9 | 61395.88 | -11.9 | 306979.4
-11.85 | 61226.99 | -11.85 | 306134.95
-11.8 | 61058.63 | -11.8 | 305293.15
-11.75 | 60890.78 | -11.75 | 304453.9
-11.7 | 60723.45 | -11.7 | 303617.25
-11.65 | 60556.63 | -11.65 | 302783.15
-11.6 | 60390.32 | -11.6 | 301951.6
-11.55 | 60224.53 | -11.55 | 301122.65
-11.5 | 60059.24 | -11.5 | 300296.2
-11.45 | 59894.46 | -11.45 | 299472.3
-11.4 | 59730.18 | -11.4 | 298650.9
-11.35 | 59566.4 | -11.35 | 297832
-11.3 | 59403.13 | -11.3 | 297015.65
-11.25 | 59240.36 | -11.25 | 296201.8
-11.2 | 59078.08 | -11.2 | 295390.4
-11.15 | 58916.3 | -11.15 | 294581.5
-11.1 | 58755.02 | -11.1 | 293775.1
-11.05 | 58594.23 | -11.05 | 292971.15
-11 | 58433.93 | -11 | 292169.65
-10.95 | 58274.11 | -10.95 | 291370.55
-10.9 | 58114.79 | -10.9 | 290573.95
-10.85 | 57955.96 | -10.85 | 289779.8
-10.8 | 57797.6 | -10.8 | 288988
-10.75 | 57639.74 | -10.75 | 288198.7
-10.7 | 57482.35 | -10.7 | 287411.75
-10.65 | 57325.44 | -10.65 | 286627.2
-10.6 | 57169.01 | -10.6 | 285845.05
-10.55 | 57013.06 | -10.55 | 285065.3
-10.5 | 56857.59 | -10.5 | 284287.95
-10.45 | 56702.58 | -10.45 | 283512.9
-10.4 | 56548.05 | -10.4 | 282740.25
-10.35 | 56393.99 | -10.35 | 281969.95
-10.3 | 56240.4 | -10.3 | 281202
-10.25 | 56087.27 | -10.25 | 280436.35
-10.2 | 55934.61 | -10.2 | 279673.05
-10.15 | 55782.42 | -10.15 | 278912.1
-10.1 | 55630.69 | -10.1 | 278153.45
-10.05 | 55479.41 | -10.05 | 277397.05
-10 | 55328.6 | -10 | 276643
-9.95 | 55178.25 | -9.95 | 275891.25
-9.9 | 55028.35 | -9.9 | 275141.75
-9.85 | 54878.91 | -9.85 | 274394.55
-9.8 | 54729.92 | -9.8 | 273649.6
-9.75 | 54581.38 | -9.75 | 272906.9
-9.7 | 54433.29 | -9.7 | 272166.45
-9.65 | 54285.65 | -9.65 | 271428.25
-9.6 | 54138.46 | -9.6 | 270692.3
-9.55 | 53991.72 | -9.55 | 269958.6
-9.5 | 53845.42 | -9.5 | 269227.1
-9.45 | 53699.56 | -9.45 | 268497.8
-9.4 | 53554.14 | -9.4 | 267770.7
-9.35 | 53409.17 | -9.35 | 267045.85
-9.3 | 53264.63 | -9.3 | 266323.15
-9.25 | 53120.53 | -9.25 | 265602.65
-9.2 | 52976.86 | -9.2 | 264884.3
-9.15 | 52833.63 | -9.15 | 264168.15
-9.1 | 52690.83 | -9.1 | 263454.15
-9.05 | 52548.47 | -9.05 | 262742.35
-9 | 52406.53 | -9 | 262032.65
-8.95 | 52265.02 | -8.95 | 261325.1
-8.9 | 52123.94 | -8.9 | 260619.7
-8.85 | 51983.28 | -8.85 | 259916.4
-8.8 | 51843.05 | -8.8 | 259215.25
-8.75 | 51703.24 | -8.75 | 258516.2
-8.7 | 51563.85 | -8.7 | 257819.25
-8.65 | 51424.88 | -8.65 | 257124.4
-8.6 | 51286.33 | -8.6 | 256431.65
-8.55 | 51148.2 | -8.55 | 255741
-8.5 | 51010.49 | -8.5 | 255052.45
-8.45 | 50873.18 | -8.45 | 254365.9
-8.4 | 50736.29 | -8.4 | 253681.45
-8.35 | 50599.82 | -8.35 | 252999.1
-8.3 | 50463.75 | -8.3 | 252318.75
-8.25 | 50328.09 | -8.25 | 251640.45
-8.2 | 50192.84 | -8.2 | 250964.2
-8.15 | 50058 | -8.15 | 250290
-8.1 | 49923.56 | -8.1 | 249617.8
-8.05 | 49789.52 | -8.05 | 248947.6
-8 | 49655.89 | -8 | 248279.45
-7.95 | 49522.66 | -7.95 | 247613.3
-7.9 | 49389.83 | -7.9 | 246949.15
-7.85 | 49257.39 | -7.85 | 246286.95
-7.8 | 49125.35 | -7.8 | 245626.75
-7.75 | 48993.71 | -7.75 | 244968.55
-7.7 | 48862.47 | -7.7 | 244312.35
-7.65 | 48731.61 | -7.65 | 243658.05
-7.6 | 48601.15 | -7.6 | 243005.75
-7.55 | 48471.08 | -7.55 | 242355.4
-7.5 | 48341.39 | -7.5 | 241706.95
-7.45 | 48212.1 | -7.45 | 241060.5
-7.4 | 48083.19 | -7.4 | 240415.95
-7.35 | 47954.67 | -7.35 | 239773.35
-7.3 | 47826.53 | -7.3 | 239132.65
-7.25 | 47698.77 | -7.25 | 238493.85
-7.2 | 47571.4 | -7.2 | 237857
-7.15 | 47444.41 | -7.15 | 237222.05
-7.1 | 47317.79 | -7.1 | 236588.95
-7.05 | 47191.56 | -7.05 | 235957.8
-7 | 47065.7 | -7 | 235328.5
-6.95 | 46940.21 | -6.95 | 234701.05
-6.9 | 46815.1 | -6.9 | 234075.5
-6.85 | 46690.36 | -6.85 | 233451.8
-6.8 | 46566 | -6.8 | 232830
-6.75 | 46442 | -6.75 | 232210
-6.7 | 46318.38 | -6.7 | 231591.9
-6.65 | 46195.12 | -6.65 | 230975.6
-6.6 | 46072.23 | -6.6 | 230361.15
-6.55 | 45949.7 | -6.55 | 229748.5
-6.5 | 45827.54 | -6.5 | 229137.7
-6.45 | 45705.74 | -6.45 | 228528.7
-6.4 | 45584.31 | -6.4 | 227921.55
-6.35 | 45463.23 | -6.35 | 227316.15
-6.3 | 45342.52 | -6.3 | 226712.6
-6.25 | 45222.16 | -6.25 | 226110.8
-6.2 | 45102.16 | -6.2 | 225510.8
-6.15 | 44982.52 | -6.15 | 224912.6
-6.1 | 44863.23 | -6.1 | 224316.15
-6.05 | 44744.3 | -6.05 | 223721.5
-6 | 44625.72 | -6 | 223128.6
-5.95 | 44507.49 | -5.95 | 222537.45
-5.9 | 44389.61 | -5.9 | 221948.05
-5.85 | 44272.08 | -5.85 | 221360.4
-5.8 | 44154.89 | -5.8 | 220774.45
-5.75 | 44038.06 | -5.75 | 220190.3
-5.7 | 43921.57 | -5.7 | 219607.85
-5.65 | 43805.43 | -5.65 | 219027.15
-5.6 | 43689.63 | -5.6 | 218448.15
-5.55 | 43574.17 | -5.55 | 217870.85
-5.5 | 43459.05 | -5.5 | 217295.25
-5.45 | 43344.28 | -5.45 | 216721.4
-5.4 | 43229.84 | -5.4 | 216149.2
-5.35 | 43115.74 | -5.35 | 215578.7
-5.3 | 43001.98 | -5.3 | 215009.9
-5.25 | 42888.55 | -5.25 | 214442.75
-5.2 | 42775.46 | -5.2 | 213877.3
-5.15 | 42662.7 | -5.15 | 213313.5
-5.1 | 42550.28 | -5.1 | 212751.4
-5.05 | 42438.19 | -5.05 | 212190.95
-5 | 42326.42 | -5 | 211632.1
-4.95 | 42214.99 | -4.95 | 211074.95
-4.9 | 42103.88 | -4.9 | 210519.4
-4.85 | 41993.11 | -4.85 | 209965.55
-4.8 | 41882.65 | -4.8 | 209413.25
-4.75 | 41772.53 | -4.75 | 208862.65
-4.7 | 41662.73 | -4.7 | 208313.65
-4.65 | 41553.25 | -4.65 | 207766.25
-4.6 | 41444.09 | -4.6 | 207220.45
-4.55 | 41335.25 | -4.55 | 206676.25
-4.5 | 41226.74 | -4.5 | 206133.7
-4.45 | 41118.54 | -4.45 | 205592.7
-4.4 | 41010.66 | -4.4 | 205053.3
-4.35 | 40903.1 | -4.35 | 204515.5
-4.3 | 40795.85 | -4.3 | 203979.25
-4.25 | 40688.92 | -4.25 | 203444.6
-4.2 | 40582.3 | -4.2 | 202911.5
-4.15 | 40476 | -4.15 | 202380
-4.1 | 40370 | -4.1 | 201850
-4.05 | 40264.32 | -4.05 | 201321.6
-4 | 40158.95 | -4 | 200794.75
-3.95 | 40053.88 | -3.95 | 200269.4
-3.9 | 39949.12 | -3.9 | 199745.6
-3.85 | 39844.67 | -3.85 | 199223.35
-3.8 | 39740.53 | -3.8 | 198702.65
-3.75 | 39636.69 | -3.75 | 198183.45
-3.7 | 39533.15 | -3.7 | 197665.75
-3.65 | 39429.92 | -3.65 | 197149.6
-3.6 | 39326.99 | -3.6 | 196634.95
-3.55 | 39224.36 | -3.55 | 196121.8
-3.5 | 39122.03 | -3.5 | 195610.15
-3.45 | 39020 | -3.45 | 195100
-3.4 | 38918.27 | -3.4 | 194591.35
-3.35 | 38816.83 | -3.35 | 194084.15
-3.3 | 38715.69 | -3.3 | 193578.45
-3.25 | 38614.85 | -3.25 | 193074.25
-3.2 | 38514.29 | -3.2 | 192571.45
-3.15 | 38414.04 | -3.15 | 192070.2
-3.1 | 38314.07 | -3.1 | 191570.35
-3.05 | 38214.4 | -3.05 | 191072
-3 | 38115.02 | -3 | 190575.1
-2.95 | 38015.92 | -2.95 | 190079.6
-2.9 | 37917.12 | -2.9 | 189585.6
-2.85 | 37818.6 | -2.85 | 189093
-2.8 | 37720.37 | -2.8 | 188601.85
-2.75 | 37622.42 | -2.75 | 188112.1
-2.7 | 37524.76 | -2.7 | 187623.8
-2.65 | 37427.39 | -2.65 | 187136.95
-2.6 | 37330.29 | -2.6 | 186651.45
-2.55 | 37233.48 | -2.55 | 186167.4
-2.5 | 37136.95 | -2.5 | 185684.75
-2.45 | 37040.7 | -2.45 | 185203.5
-2.4 | 36944.73 | -2.4 | 184723.65
-2.35 | 36849.04 | -2.35 | 184245.2
-2.3 | 36753.63 | -2.3 | 183768.15
-2.25 | 36658.49 | -2.25 | 183292.45
-2.2 | 36563.63 | -2.2 | 182818.15
-2.15 | 36469.04 | -2.15 | 182345.2
-2.1 | 36374.73 | -2.1 | 181873.65
-2.05 | 36280.69 | -2.05 | 181403.45
-2 | 36186.93 | -2 | 180934.65
-1.95 | 36093.43 | -1.95 | 180467.15 | -467.5 | -93.5 | 180841.15
-1.9 | 36000.21 | -1.9 | 180001.05
-1.85 | 35907.25 | -1.85 | 179536.25
-1.8 | 35814.57 | -1.8 | 179072.85
-1.75 | 35722.15 | -1.75 | 178610.75
-1.7 | 35630 | -1.7 | 178150
-1.65 | 35538.12 | -1.65 | 177690.6
-1.6 | 35446.5 | -1.6 | 177232.5
-1.55 | 35355.14 | -1.55 | 176775.7
-1.5 | 35264.06 | -1.5 | 176320.3
-1.45 | 35173.23 | -1.45 | 175866.15
-1.4 | 35082.66 | -1.4 | 175413.3
-1.35 | 34992.36 | -1.35 | 174961.8
-1.3 | 34902.32 | -1.3 | 174511.6
-1.25 | 34812.54 | -1.25 | 174062.7
-1.2 | 34723.01 | -1.2 | 173615.05
-1.15 | 34633.75 | -1.15 | 173168.75
-1.1 | 34544.74 | -1.1 | 172723.7
-1.05 | 34455.99 | -1.05 | 172279.95
-1 | 34366.5 | -1 | 171832.5
-0.95 | 34278.3 | -0.95 | 171391.5
-0.9 | 34190.36 | -0.9 | 170951.8
-0.85 | 34102.68 | -0.85 | 170513.4
-0.8 | 34015.24 | -0.8 | 170076.2
-0.75 | 33928.06 | -0.75 | 169640.3
-0.7 | 33841.13 | -0.7 | 169205.65
-0.65 | 33754.45 | -0.65 | 168772.25
-0.6 | 33668.02 | -0.6 | 168340.1
-0.55 | 33581.83 | -0.55 | 167909.15
-0.5 | 33495.9 | -0.5 | 167479.5
-0.45 | 33410.21 | -0.45 | 167051.05
-0.4 | 33324.77 | -0.4 | 166623.85
-0.35 | 33239.57 | -0.35 | 166197.85
-0.3 | 33154.62 | -0.3 | 165773.1
-0.25 | 33069.91 | -0.25 | 165349.55
-0.2 | 32985.44 | -0.2 | 164927.2
-0.15 | 32901.22 | -0.15 | 164506.1
-0.1 | 32817.24 | -0.1 | 164086.2
-0.05 | 32733.5 | -0.05 | 163667.5
0 | 32650 | 0 | 163250
0.05 | 32566.74 | 0.05 | 162833.7
0.1 | 32483.72 | 0.1 | 162418.6
0.15 | 32400.93 | 0.15 | 162004.65
0.2 | 32318.38 | 0.2 | 161591.9
0.25 | 32236.07 | 0.25 | 161180.35
0.3 | 32154 | 0.3 | 160770
0.35 | 32072.16 | 0.35 | 160360.8
0.4 | 31990.55 | 0.4 | 159952.75
0.45 | 31909.18 | 0.45 | 159545.9
0.5 | 31828.03 | 0.5 | 159140.15
0.55 | 31747.12 | 0.55 | 158735.6
0.6 | 31666.45 | 0.6 | 158332.25
0.65 | 31586 | 0.65 | 157930
0.7 | 31505.78 | 0.7 | 157528.9
0.75 | 31425.79 | 0.75 | 157128.95
0.8 | 31346.03 | 0.8 | 156730.15
0.85 | 31266.5 | 0.85 | 156332.5
0.9 | 31187.19 | 0.9 | 155935.95
0.95 | 31108.11 | 0.95 | 155540.55
1 | 31029.25 | 1 | 155146.25
1.05 | 30950.62 | 1.05 | 154753.1
1.1 | 30872.22 | 1.1 | 154361.1
1.15 | 30794.03 | 1.15 | 153970.15
1.2 | 30716.07 | 1.2 | 153580.35
1.25 | 30638.33 | 1.25 | 153191.65
1.3 | 30560.81 | 1.3 | 152804.05
1.35 | 30483.52 | 1.35 | 152417.6
1.4 | 30406.44 | 1.4 | 152032.2
1.45 | 30329.58 | 1.45 | 151647.9
1.5 | 30252.94 | 1.5 | 151264.7
1.55 | 30176.52 | 1.55 | 150882.6
1.6 | 30100.31 | 1.6 | 150501.55
1.65 | 30024.32 | 1.65 | 150121.6
1.7 | 29948.55 | 1.7 | 149742.75
1.75 | 29872.99 | 1.75 | 149364.95
1.8 | 29797.64 | 1.8 | 148988.2
1.85 | 29722.51 | 1.85 | 148612.55
1.9 | 29647.59 | 1.9 | 148237.95
1.95 | 29572.89 | 1.95 | 147864.45
2 | 29498.39 | 2 | 147491.95
2.05 | 29424.11 | 2.05 | 147120.55
2.1 | 29350.04 | 2.1 | 146750.2
2.15 | 29276.18 | 2.15 | 146380.9
2.2 | 29202.52 | 2.2 | 146012.6
2.25 | 29129.08 | 2.25 | 145645.4
2.3 | 29055.84 | 2.3 | 145279.2
2.35 | 28982.81 | 2.35 | 144914.05
2.4 | 28909.98 | 2.4 | 144549.9
2.45 | 28837.36 | 2.45 | 144186.8
2.5 | 28764.95 | 2.5 | 143824.75
2.55 | 28692.74 | 2.55 | 143463.7
2.6 | 28620.73 | 2.6 | 143103.65
2.65 | 28548.93 | 2.65 | 142744.65
2.7 | 28477.33 | 2.7 | 142386.65
2.75 | 28405.93 | 2.75 | 142029.65
2.8 | 28334.74 | 2.8 | 141673.7
2.85 | 28263.74 | 2.85 | 141318.7
2.9 | 28192.94 | 2.9 | 140964.7
2.95 | 28122.35 | 2.95 | 140611.75
3 | 28051.95 | 3 | 140259.75
3.05 | 27981.75 | 3.05 | 139908.75
3.1 | 27911.75 | 3.1 | 139558.75
3.15 | 27841.94 | 3.15 | 139209.7
3.2 | 27772.34 | 3.2 | 138861.7
3.25 | 27702.92 | 3.25 | 138514.6
3.3 | 27633.7 | 3.3 | 138168.5
3.35 | 27564.68 | 3.35 | 137823.4
3.4 | 27495.85 | 3.4 | 137479.25
3.45 | 27427.22 | 3.45 | 137136.1
3.5 | 27358.77 | 3.5 | 136793.85
3.55 | 27290.52 | 3.55 | 136452.6
3.6 | 27222.46 | 3.6 | 136112.3
3.65 | 27154.59 | 3.65 | 135772.95
3.7 | 27086.91 | 3.7 | 135434.55
3.75 | 27019.43 | 3.75 | 135097.15
3.8 | 26952.13 | 3.8 | 134760.65
3.85 | 26885.02 | 3.85 | 134425.1
3.9 | 26818.09 | 3.9 | 134090.45
3.95 | 26751.36 | 3.95 | 133756.8
4 | 26684.81 | 4 | 133424.05
4.05 | 26618.45 | 4.05 | 133092.25
4.1 | 26552.27 | 4.1 | 132761.35
4.15 | 26486.28 | 4.15 | 132431.4
4.2 | 26420.47 | 4.2 | 132102.35
4.25 | 26354.85 | 4.25 | 131774.25
4.3 | 26289.41 | 4.3 | 131447.05
4.35 | 26224.15 | 4.35 | 131120.75
4.4 | 26159.08 | 4.4 | 130795.4
4.45 | 26094.18 | 4.45 | 130470.9
4.5 | 26029.47 | 4.5 | 130147.35
4.55 | 25964.94 | 4.55 | 129824.7
4.6 | 25900.59 | 4.6 | 129502.95
4.65 | 25836.42 | 4.65 | 129182.1
4.7 | 25772.42 | 4.7 | 128862.1
4.75 | 25708.61 | 4.75 | 128543.05
4.8 | 25644.97 | 4.8 | 128224.85
4.85 | 25581.51 | 4.85 | 127907.55
4.9 | 25518.23 | 4.9 | 127591.15
4.95 | 25455.13 | 4.95 | 127275.65
5 | 25392.19 | 5 | 126960.95
5.05 | 25329.44 | 5.05 | 126647.2
5.1 | 25266.86 | 5.1 | 126334.3
5.15 | 25204.45 | 5.15 | 126022.25
5.2 | 25142.22 | 5.2 | 125711.1
5.25 | 25080.16 | 5.25 | 125400.8
5.3 | 25018.27 | 5.3 | 125091.35
5.35 | 24956.55 | 5.35 | 124782.75
5.4 | 24895.01 | 5.4 | 124475.05
5.45 | 24833.63 | 5.45 | 124168.15
5.5 | 24772.43 | 5.5 | 123862.15
5.55 | 24711.39 | 5.55 | 123556.95
5.6 | 24650.53 | 5.6 | 123252.65
5.65 | 24589.83 | 5.65 | 122949.15
5.7 | 24529.31 | 5.7 | 122646.55
5.75 | 24468.95 | 5.75 | 122344.75
5.8 | 24408.75 | 5.8 | 122043.75
5.85 | 24348.73 | 5.85 | 121743.65
5.9 | 24288.87 | 5.9 | 121444.35
5.95 | 24229.17 | 5.95 | 121145.85
6 | 24169.64 | 6 | 120848.2
6.05 | 24110.28 | 6.05 | 120551.4
6.1 | 24051.08 | 6.1 | 120255.4
6.15 | 23992.04 | 6.15 | 119960.2
6.2 | 23933.17 | 6.2 | 119665.85
6.25 | 23874.46 | 6.25 | 119372.3
6.3 | 23815.91 | 6.3 | 119079.55
6.35 | 23757.52 | 6.35 | 118787.6
6.4 | 23699.3 | 6.4 | 118496.5
6.45 | 23641.23 | 6.45 | 118206.15
6.5 | 23583.33 | 6.5 | 117916.65
6.55 | 23525.58 | 6.55 | 117627.9
6.6 | 23468 | 6.6 | 117340
6.65 | 23410.57 | 6.65 | 117052.85
6.7 | 23353.3 | 6.7 | 116766.5
6.75 | 23296.19 | 6.75 | 116480.95
6.8 | 23239.23 | 6.8 | 116196.15
6.85 | 23182.44 | 6.85 | 115912.2
6.9 | 23125.8 | 6.9 | 115629
6.95 | 23069.31 | 6.95 | 115346.55
7 | 23012.98 | 7 | 115064.9
7.05 | 22956.81 | 7.05 | 114784.05
7.1 | 22900.79 | 7.1 | 114503.95
7.15 | 22844.92 | 7.15 | 114224.6
7.2 | 22789.21 | 7.2 | 113946.05
7.25 | 22733.65 | 7.25 | 113668.25
7.3 | 22678.24 | 7.3 | 113391.2
7.35 | 22622.99 | 7.35 | 113114.95
7.4 | 22567.88 | 7.4 | 112839.4
7.45 | 22512.93 | 7.45 | 112564.65
7.5 | 22458.13 | 7.5 | 112290.65
7.55 | 22403.48 | 7.55 | 112017.4
7.6 | 22348.98 | 7.6 | 111744.9
7.65 | 22294.63 | 7.65 | 111473.15
7.7 | 22240.42 | 7.7 | 111202.1
7.75 | 22186.37 | 7.75 | 110931.85
7.8 | 22132.46 | 7.8 | 110662.3
7.85 | 22078.7 | 7.85 | 110393.5
7.9 | 22025.09 | 7.9 | 110125.45
7.95 | 21971.63 | 7.95 | 109858.15
8 | 21918.31 | 8 | 109591.55
8.05 | 21865.13 | 8.05 | 109325.65
8.1 | 21812.11 | 8.1 | 109060.55
8.15 | 21759.22 | 8.15 | 108796.1
8.2 | 21706.48 | 8.2 | 108532.4
8.25 | 21653.89 | 8.25 | 108269.45
8.3 | 21601.44 | 8.3 | 108007.2
8.35 | 21549.13 | 8.35 | 107745.65
8.4 | 21496.97 | 8.4 | 107484.85
8.45 | 21444.94 | 8.45 | 107224.7
8.5 | 21393.06 | 8.5 | 106965.3
8.55 | 21341.32 | 8.55 | 106706.6
8.6 | 21289.73 | 8.6 | 106448.65
8.65 | 21238.27 | 8.65 | 106191.35
8.7 | 21186.95 | 8.7 | 105934.75
8.75 | 21135.77 | 8.75 | 105678.85
8.8 | 21084.73 | 8.8 | 105423.65
8.85 | 21033.83 | 8.85 | 105169.15
8.9 | 20983.07 | 8.9 | 104915.35
8.95 | 20932.45 | 8.95 | 104662.25
9 | 20881.97 | 9 | 104409.85
9.05 | 20831.62 | 9.05 | 104158.1
9.1 | 20781.41 | 9.1 | 103907.05
9.15 | 20731.33 | 9.15 | 103656.65
9.2 | 20681.39 | 9.2 | 103406.95
9.25 | 20631.59 | 9.25 | 103157.95
9.3 | 20581.92 | 9.3 | 102909.6
9.35 | 20532.39 | 9.35 | 102661.95
9.4 | 20482.99 | 9.4 | 102414.95
9.45 | 20433.72 | 9.45 | 102168.6
9.5 | 20384.59 | 9.5 | 101922.95
9.55 | 20335.59 | 9.55 | 101677.95
9.6 | 20286.73 | 9.6 | 101433.65
9.65 | 20238 | 9.65 | 101190
9.7 | 20189.39 | 9.7 | 100946.95
9.75 | 20140.93 | 9.75 | 100704.65
9.8 | 20092.59 | 9.8 | 100462.95
9.85 | 20044.38 | 9.85 | 100221.9
9.9 | 19996.3 | 9.9 | 99981.5
9.95 | 19948.36 | 9.95 | 99741.8
10 | 19900.54 | 10 | 99502.7
10.05 | 19852.85 | 10.05 | 99264.25
10.1 | 19805.29 | 10.1 | 99026.45
10.15 | 19757.86 | 10.15 | 98789.3
10.2 | 19710.56 | 10.2 | 98552.8
10.25 | 19663.38 | 10.25 | 98316.9
10.3 | 19616.33 | 10.3 | 98081.65
10.35 | 19569.41 | 10.35 | 97847.05
10.4 | 19522.62 | 10.4 | 97613.1
10.45 | 19475.95 | 10.45 | 97379.75
10.5 | 19429.41 | 10.5 | 97147.05
10.55 | 19382.99 | 10.55 | 96914.95
10.6 | 19336.7 | 10.6 | 96683.5
10.65 | 19290.53 | 10.65 | 96452.65
10.7 | 19244.49 | 10.7 | 96222.45
10.75 | 19198.57 | 10.75 | 95992.85
10.8 | 19152.78 | 10.8 | 95763.9
10.85 | 19107.1 | 10.85 | 95535.5
10.9 | 19061.56 | 10.9 | 95307.8
10.95 | 19016.13 | 10.95 | 95080.65
11 | 18970.82 | 11 | 94854.1
11.05 | 18925.64 | 11.05 | 94628.2
11.1 | 18880.58 | 11.1 | 94402.9
11.15 | 18835.64 | 11.15 | 94178.2
11.2 | 18790.82 | 11.2 | 93954.1
11.25 | 18746.12 | 11.25 | 93730.6
11.3 | 18701.54 | 11.3 | 93507.7
11.35 | 18657.08 | 11.35 | 93285.4
11.4 | 18612.74 | 11.4 | 93063.7
11.45 | 18568.52 | 11.45 | 92842.6
11.5 | 18524.41 | 11.5 | 92622.05
11.55 | 18480.43 | 11.55 | 92402.15
11.6 | 18436.56 | 11.6 | 92182.8
11.65 | 18392.81 | 11.65 | 91964.05
11.7 | 18349.18 | 11.7 | 91745.9
11.75 | 18305.66 | 11.75 | 91528.3
11.8 | 18262.26 | 11.8 | 91311.3
11.85 | 18218.98 | 11.85 | 91094.9
11.9 | 18175.81 | 11.9 | 90879.05
11.95 | 18132.76 | 11.95 | 90663.8
12 | 18089.82 | 12 | 90449.1
12.05 | 18047 | 12.05 | 90235
12.1 | 18004.29 | 12.1 | 90021.45
12.15 | 17961.7 | 12.15 | 89808.5
12.2 | 17919.22 | 12.2 | 89596.1
12.25 | 17876.85 | 12.25 | 89384.25
12.3 | 17834.6 | 12.3 | 89173
12.35 | 17792.46 | 12.35 | 88962.3
12.4 | 17750.43 | 12.4 | 88752.15
12.45 | 17708.51 | 12.45 | 88542.55
12.5 | 17666.71 | 12.5 | 88333.55
12.55 | 17625.01 | 12.55 | 88125.05
12.6 | 17583.43 | 12.6 | 87917.15
12.65 | 17541.96 | 12.65 | 87709.8
12.7 | 17500.6 | 12.7 | 87503
12.75 | 17459.35 | 12.75 | 87296.75
12.8 | 17418.2 | 12.8 | 87091
12.85 | 17377.17 | 12.85 | 86885.85
12.9 | 17336.25 | 12.9 | 86681.25
12.95 | 17295.43 | 12.95 | 86477.15
13 | 17254.73 | 13 | 86273.65
13.05 | 17214.13 | 13.05 | 86070.65
13.1 | 17173.64 | 13.1 | 85868.2
13.15 | 17133.26 | 13.15 | 85666.3
13.2 | 17092.98 | 13.2 | 85464.9
13.25 | 17052.82 | 13.25 | 85264.1
13.3 | 17012.75 | 13.3 | 85063.75
13.35 | 16972.8 | 13.35 | 84864
13.4 | 16932.95 | 13.4 | 84664.75
13.45 | 16893.2 | 13.45 | 84466
13.5 | 16853.57 | 13.5 | 84267.85
13.55 | 16814.03 | 13.55 | 84070.15
13.6 | 16774.6 | 13.6 | 83873
13.65 | 16735.28 | 13.65 | 83676.4
13.7 | 16696.06 | 13.7 | 83480.3
13.75 | 16656.94 | 13.75 | 83284.7
13.8 | 16617.93 | 13.8 | 83089.65
13.85 | 16579.02 | 13.85 | 82895.1
13.9 | 16540.21 | 13.9 | 82701.05
13.95 | 16501.51 | 13.95 | 82507.55
14 | 16462.9 | 14 | 82314.5
14.05 | 16424.4 | 14.05 | 82122
14.1 | 16386.01 | 14.1 | 81930.05
14.15 | 16347.71 | 14.15 | 81738.55
14.2 | 16309.51 | 14.2 | 81547.55
14.25 | 16271.42 | 14.25 | 81357.1
14.3 | 16233.42 | 14.3 | 81167.1
14.35 | 16195.53 | 14.35 | 80977.65
14.4 | 16157.73 | 14.4 | 80788.65
14.45 | 16120.04 | 14.45 | 80600.2
14.5 | 16082.44 | 14.5 | 80412.2
14.55 | 16044.94 | 14.55 | 80224.7
14.6 | 16007.55 | 14.6 | 80037.75
14.65 | 15970.25 | 14.65 | 79851.25
14.7 | 15933.04 | 14.7 | 79665.2
14.75 | 15895.94 | 14.75 | 79479.7
14.8 | 15858.94 | 14.8 | 79294.7
14.85 | 15822.03 | 14.85 | 79110.15
14.9 | 15785.21 | 14.9 | 78926.05
14.95 | 15748.5 | 14.95 | 78742.5
15 | 15711.88 | 15 | 78559.4
15.05 | 15675.36 | 15.05 | 78376.8
15.1 | 15638.93 | 15.1 | 78194.65
15.15 | 15602.6 | 15.15 | 78013
15.2 | 15566.37 | 15.2 | 77831.85
15.25 | 15530.23 | 15.25 | 77651.15
15.3 | 15494.18 | 15.3 | 77470.9
15.35 | 15458.23 | 15.35 | 77291.15
15.4 | 15422.37 | 15.4 | 77111.85
15.45 | 15386.61 | 15.45 | 76933.05
15.5 | 15350.94 | 15.5 | 76754.7
15.55 | 15315.37 | 15.55 | 76576.85
15.6 | 15279.88 | 15.6 | 76399.4
15.65 | 15244.49 | 15.65 | 76222.45
15.7 | 15209.2 | 15.7 | 76046
15.75 | 15173.99 | 15.75 | 75869.95
15.8 | 15138.88 | 15.8 | 75694.4
15.85 | 15103.86 | 15.85 | 75519.3
15.9 | 15068.93 | 15.9 | 75344.65
15.95 | 15034.09 | 15.95 | 75170.45
16 | 14999.34 | 16 | 74996.7
16.05 | 14964.69 | 16.05 | 74823.45
16.1 | 14930.12 | 16.1 | 74650.6
16.15 | 14895.65 | 16.15 | 74478.25
16.2 | 14861.26 | 16.2 | 74306.3
16.25 | 14826.97 | 16.25 | 74134.85
16.3 | 14792.76 | 16.3 | 73963.8
16.35 | 14758.64 | 16.35 | 73793.2
16.4 | 14724.61 | 16.4 | 73623.05
16.45 | 14690.67 | 16.45 | 73453.35
16.5 | 14656.82 | 16.5 | 73284.1
16.55 | 14623.06 | 16.55 | 73115.3
16.6 | 14589.38 | 16.6 | 72946.9
16.65 | 14555.8 | 16.65 | 72779
16.7 | 14522.3 | 16.7 | 72611.5
16.75 | 14488.88 | 16.75 | 72444.4
16.8 | 14455.56 | 16.8 | 72277.8
16.85 | 14422.32 | 16.85 | 72111.6
16.9 | 14389.17 | 16.9 | 71945.85
16.95 | 14356.1 | 16.95 | 71780.5
17 | 14323.12 | 17 | 71615.6
17.05 | 14290.22 | 17.05 | 71451.1
17.1 | 14257.41 | 17.1 | 71287.05
17.15 | 14224.69 | 17.15 | 71123.45
17.2 | 14192.05 | 17.2 | 70960.25
17.25 | 14159.49 | 17.25 | 70797.45
17.3 | 14127.02 | 17.3 | 70635.1
17.35 | 14094.64 | 17.35 | 70473.2
17.4 | 14062.33 | 17.4 | 70311.65
17.45 | 14030.12 | 17.45 | 70150.6
17.5 | 13997.98 | 17.5 | 69989.9
17.55 | 13965.93 | 17.55 | 69829.65
17.6 | 13933.96 | 17.6 | 69669.8
17.65 | 13902.07 | 17.65 | 69510.35
17.7 | 13870.27 | 17.7 | 69351.35
17.75 | 13838.55 | 17.75 | 69192.75
17.8 | 13806.91 | 17.8 | 69034.55
17.85 | 13775.35 | 17.85 | 68876.75
17.9 | 13743.87 | 17.9 | 68719.35
17.95 | 13712.48 | 17.95 | 68562.4
18 | 13681.17 | 18 | 68405.85
18.05 | 13649.93 | 18.05 | 68249.65
18.1 | 13618.78 | 18.1 | 68093.9
18.15 | 13587.71 | 18.15 | 67938.55
18.2 | 13556.72 | 18.2 | 67783.6
18.25 | 13525.81 | 18.25 | 67629.05
18.3 | 13494.97 | 18.3 | 67474.85
18.35 | 13464.22 | 18.35 | 67321.1
18.4 | 13433.55 | 18.4 | 67167.75
18.45 | 13402.95 | 18.45 | 67014.75
18.5 | 13372.44 | 18.5 | 66862.2
18.55 | 13342 | 18.55 | 66710
18.6 | 13311.64 | 18.6 | 66558.2
18.65 | 13281.36 | 18.65 | 66406.8
18.7 | 13251.16 | 18.7 | 66255.8
18.75 | 13221.04 | 18.75 | 66105.2
18.8 | 13190.99 | 18.8 | 65954.95
18.85 | 13161.02 | 18.85 | 65805.1
18.9 | 13131.13 | 18.9 | 65655.65
18.95 | 13101.31 | 18.95 | 65506.55
19 | 13071.57 | 19 | 65357.85
19.05 | 13041.91 | 19.05 | 65209.55
19.1 | 13012.32 | 19.1 | 65061.6
19.15 | 12982.81 | 19.15 | 64914.05
19.2 | 12953.37 | 19.2 | 64766.85
19.25 | 12924.01 | 19.25 | 64620.05
19.3 | 12894.73 | 19.3 | 64473.65
19.35 | 12865.52 | 19.35 | 64327.6
19.4 | 12836.38 | 19.4 | 64181.9
19.45 | 12807.33 | 19.45 | 64036.65
19.5 | 12778.34 | 19.5 | 63891.7
19.55 | 12749.43 | 19.55 | 63747.15
19.6 | 12720.59 | 19.6 | 63602.95
19.65 | 12691.83 | 19.65 | 63459.15
19.7 | 12663.14 | 19.7 | 63315.7
19.75 | 12634.52 | 19.75 | 63172.6
19.8 | 12605.98 | 19.8 | 63029.9
19.85 | 12577.51 | 19.85 | 62887.55
19.9 | 12549.11 | 19.9 | 62745.55
19.95 | 12520.79 | 19.95 | 62603.95
20 | 12492.53 | 20 | 62462.65
20.05 | 12464.35 | 20.05 | 62321.75
20.1 | 12436.24 | 20.1 | 62181.2
20.15 | 12408.21 | 20.15 | 62041.05
20.2 | 12380.24 | 20.2 | 61901.2
20.25 | 12352.35 | 20.25 | 61761.75
20.3 | 12324.52 | 20.3 | 61622.6
20.35 | 12296.77 | 20.35 | 61483.85
20.4 | 12269.09 | 20.4 | 61345.45
20.45 | 12241.48 | 20.45 | 61207.4
20.5 | 12213.94 | 20.5 | 61069.7
20.55 | 12186.47 | 20.55 | 60932.35
20.6 | 12159.07 | 20.6 | 60795.35
20.65 | 12131.74 | 20.65 | 60658.7
20.7 | 12104.48 | 20.7 | 60522.4
20.75 | 12077.29 | 20.75 | 60386.45
20.8 | 12050.17 | 20.8 | 60250.85
20.85 | 12023.11 | 20.85 | 60115.55
20.9 | 11996.13 | 20.9 | 59980.65
20.95 | 11969.21 | 20.95 | 59846.05
21 | 11942.36 | 21 | 59711.8
21.05 | 11915.58 | 21.05 | 59577.9
21.1 | 11888.87 | 21.1 | 59444.35
21.15 | 11862.23 | 21.15 | 59311.15
21.2 | 11835.65 | 21.2 | 59178.25
21.25 | 11809.14 | 21.25 | 59045.7
21.3 | 11782.7 | 21.3 | 58913.5
21.35 | 11756.33 | 21.35 | 58781.65
21.4 | 11730.02 | 21.4 | 58650.1
21.45 | 11703.78 | 21.45 | 58518.9
21.5 | 11677.6 | 21.5 | 58388
21.55 | 11651.5 | 21.55 | 58257.5
21.6 | 11625.45 | 21.6 | 58127.25
21.65 | 11599.48 | 21.65 | 57997.4
21.7 | 11573.57 | 21.7 | 57867.85
21.75 | 11547.72 | 21.75 | 57738.6
21.8 | 11521.94 | 21.8 | 57609.7
21.85 | 11496.23 | 21.85 | 57481.15
21.9 | 11470.58 | 21.9 | 57352.9
21.95 | 11445 | 21.95 | 57225
22 | 11419.48 | 22 | 57097.4
22.05 | 11394.02 | 22.05 | 56970.1
22.1 | 11368.63 | 22.1 | 56843.15
22.15 | 11343.3 | 22.15 | 56716.5
22.2 | 11318.04 | 22.2 | 56590.2
22.25 | 11292.84 | 22.25 | 56464.2
22.3 | 11267.7 | 22.3 | 56338.5
22.35 | 11242.63 | 22.35 | 56213.15
22.4 | 11217.62 | 22.4 | 56088.1
22.45 | 11192.67 | 22.45 | 55963.35
22.5 | 11167.79 | 22.5 | 55838.95
22.55 | 11142.97 | 22.55 | 55714.85
22.6 | 11118.21 | 22.6 | 55591.05
22.65 | 11093.52 | 22.65 | 55467.6
22.7 | 11068.88 | 22.7 | 55344.4
22.75 | 11044.31 | 22.75 | 55221.55
22.8 | 11019.8 | 22.8 | 55099
22.85 | 10995.35 | 22.85 | 54976.75
22.9 | 10970.96 | 22.9 | 54854.8
22.95 | 10946.64 | 22.95 | 54733.2
23 | 10922.37 | 23 | 54611.85
23.05 | 10898.17 | 23.05 | 54490.85
23.1 | 10874.03 | 23.1 | 54370.15
23.15 | 10849.94 | 23.15 | 54249.7
23.2 | 10825.92 | 23.2 | 54129.6
23.25 | 10801.96 | 23.25 | 54009.8
23.3 | 10778.06 | 23.3 | 53890.3
23.35 | 10754.22 | 23.35 | 53771.1
23.4 | 10730.44 | 23.4 | 53652.2
23.45 | 10706.71 | 23.45 | 53533.55
23.5 | 10683.05 | 23.5 | 53415.25
23.55 | 10659.45 | 23.55 | 53297.25
23.6 | 10635.9 | 23.6 | 53179.5
23.65 | 10612.42 | 23.65 | 53062.1
23.7 | 10588.99 | 23.7 | 52944.95
23.75 | 10565.62 | 23.75 | 52828.1
23.8 | 10542.31 | 23.8 | 52711.55
23.85 | 10519.06 | 23.85 | 52595.3
23.9 | 10495.87 | 23.9 | 52479.35
23.95 | 10472.73 | 23.95 | 52363.65
24 | 10449.66 | 24 | 52248.3
24.05 | 10426.64 | 24.05 | 52133.2
24.1 | 10403.67 | 24.1 | 52018.35
24.15 | 10380.77 | 24.15 | 51903.85
24.2 | 10357.92 | 24.2 | 51789.6
24.25 | 10335.13 | 24.25 | 51675.65
24.3 | 10312.4 | 24.3 | 51562
24.35 | 10289.72 | 24.35 | 51448.6
24.4 | 10267.1 | 24.4 | 51335.5
24.45 | 10244.53 | 24.45 | 51222.65
24.5 | 10222.02 | 24.5 | 51110.1
24.55 | 10199.57 | 24.55 | 50997.85
24.6 | 10177.18 | 24.6 | 50885.9
24.65 | 10154.84 | 24.65 | 50774.2
24.7 | 10132.55 | 24.7 | 50662.75
24.75 | 10110.32 | 24.75 | 50551.6
24.8 | 10088.15 | 24.8 | 50440.75
24.85 | 10066.03 | 24.85 | 50330.15
24.9 | 10043.96 | 24.9 | 50219.8
24.95 | 10021.95 | 24.95 | 50109.75
25 | 10000 | 25 | 50000
25.05 | 9978.1 | 25.05 | 49890.5 | -109.5 | -21.9 | 49978.1
25.1 | 9956.25 | 25.1 | 49781.25
25.15 | 9934.46 | 25.15 | 49672.3
25.2 | 9912.73 | 25.2 | 49563.65
25.25 | 9891.04 | 25.25 | 49455.2
25.3 | 9869.41 | 25.3 | 49347.05
25.35 | 9847.84 | 25.35 | 49239.2
25.4 | 9826.31 | 25.4 | 49131.55
25.45 | 9804.85 | 25.45 | 49024.25
25.5 | 9783.43 | 25.5 | 48917.15
25.55 | 9762.07 | 25.55 | 48810.35
25.6 | 9740.76 | 25.6 | 48703.8
25.65 | 9719.5 | 25.65 | 48597.5
25.7 | 9698.29 | 25.7 | 48491.45
25.75 | 9677.14 | 25.75 | 48385.7
25.8 | 9656.04 | 25.8 | 48280.2
25.85 | 9634.99 | 25.85 | 48174.95
25.9 | 9614 | 25.9 | 48070
25.95 | 9593.06 | 25.95 | 47965.3
26 | 9572.16 | 26 | 47860.8
26.05 | 9551.32 | 26.05 | 47756.6
26.1 | 9530.53 | 26.1 | 47652.65
26.15 | 9509.8 | 26.15 | 47549
26.2 | 9489.11 | 26.2 | 47445.55
26.25 | 9468.48 | 26.25 | 47342.4
26.3 | 9447.89 | 26.3 | 47239.45
26.35 | 9427.36 | 26.35 | 47136.8
26.4 | 9406.87 | 26.4 | 47034.35
26.45 | 9386.44 | 26.45 | 46932.2
26.5 | 9366.06 | 26.5 | 46830.3
26.55 | 9345.73 | 26.55 | 46728.65
26.6 | 9325.45 | 26.6 | 46627.25
26.65 | 9305.21 | 26.65 | 46526.05
26.7 | 9285.03 | 26.7 | 46425.15
26.75 | 9264.9 | 26.75 | 46324.5
26.8 | 9244.82 | 26.8 | 46224.1
26.85 | 9224.78 | 26.85 | 46123.9
26.9 | 9204.8 | 26.9 | 46024
26.95 | 9184.86 | 26.95 | 45924.3
27 | 9164.98 | 27 | 45824.9
27.05 | 9145.14 | 27.05 | 45725.7
27.1 | 9125.35 | 27.1 | 45626.75
27.15 | 9105.61 | 27.15 | 45528.05
27.2 | 9085.92 | 27.2 | 45429.6
27.25 | 9066.28 | 27.25 | 45331.4
27.3 | 9046.68 | 27.3 | 45233.4
27.35 | 9027.13 | 27.35 | 45135.65
27.4 | 9007.64 | 27.4 | 45038.2
27.45 | 8988.18 | 27.45 | 44940.9
27.5 | 8968.78 | 27.5 | 44843.9
27.55 | 8949.42 | 27.55 | 44747.1
27.6 | 8930.12 | 27.6 | 44650.6
27.65 | 8910.85 | 27.65 | 44554.25
27.7 | 8891.64 | 27.7 | 44458.2
27.75 | 8872.47 | 27.75 | 44362.35
27.8 | 8853.35 | 27.8 | 44266.75
27.85 | 8834.28 | 27.85 | 44171.4
27.9 | 8815.25 | 27.9 | 44076.25
27.95 | 8796.27 | 27.95 | 43981.35
28 | 8777.34 | 28 | 43886.7
28.05 | 8758.45 | 28.05 | 43792.25
28.1 | 8739.61 | 28.1 | 43698.05
28.15 | 8720.81 | 28.15 | 43604.05
28.2 | 8702.06 | 28.2 | 43510.3
28.25 | 8683.36 | 28.25 | 43416.8
28.3 | 8664.7 | 28.3 | 43323.5
28.35 | 8646.09 | 28.35 | 43230.45
28.4 | 8627.52 | 28.4 | 43137.6
28.45 | 8609 | 28.45 | 43045
28.5 | 8590.52 | 28.5 | 42952.6
28.55 | 8572.09 | 28.55 | 42860.45
28.6 | 8553.7 | 28.6 | 42768.5
28.65 | 8535.36 | 28.65 | 42676.8
28.7 | 8517.06 | 28.7 | 42585.3
28.75 | 8498.81 | 28.75 | 42494.05
28.8 | 8480.6 | 28.8 | 42403
28.85 | 8462.44 | 28.85 | 42312.2
28.9 | 8444.32 | 28.9 | 42221.6
28.95 | 8426.24 | 28.95 | 42131.2
29 | 8408.21 | 29 | 42041.05
29.05 | 8390.22 | 29.05 | 41951.1
29.1 | 8372.28 | 29.1 | 41861.4
29.15 | 8354.38 | 29.15 | 41771.9
29.2 | 8336.52 | 29.2 | 41682.6
29.25 | 8318.7 | 29.25 | 41593.5
29.3 | 8300.93 | 29.3 | 41504.65
29.35 | 8283.21 | 29.35 | 41416.05
29.4 | 8265.52 | 29.4 | 41327.6
29.45 | 8247.88 | 29.45 | 41239.4
29.5 | 8230.28 | 29.5 | 41151.4
29.55 | 8212.72 | 29.55 | 41063.6
29.6 | 8195.21 | 29.6 | 40976.05
29.65 | 8177.74 | 29.65 | 40888.7
29.7 | 8160.31 | 29.7 | 40801.55
29.75 | 8142.92 | 29.75 | 40714.6
29.8 | 8125.58 | 29.8 | 40627.9
29.85 | 8108.27 | 29.85 | 40541.35
29.9 | 8091.01 | 29.9 | 40455.05
29.95 | 8073.79 | 29.95 | 40368.95
30 | 8056.61 | 30 | 40283.05
30.05 | 8039.48 | 30.05 | 40197.4
30.1 | 8022.38 | 30.1 | 40111.9
30.15 | 8005.33 | 30.15 | 40026.65
30.2 | 7988.32 | 30.2 | 39941.6
30.25 | 7971.35 | 30.25 | 39856.75
30.3 | 7954.42 | 30.3 | 39772.1
30.35 | 7937.53 | 30.35 | 39687.65
30.4 | 7920.68 | 30.4 | 39603.4
30.45 | 7903.87 | 30.45 | 39519.35
30.5 | 7887.1 | 30.5 | 39435.5
30.55 | 7870.37 | 30.55 | 39351.85
30.6 | 7853.69 | 30.6 | 39268.45
30.65 | 7837.04 | 30.65 | 39185.2
30.7 | 7820.43 | 30.7 | 39102.15
30.75 | 7803.87 | 30.75 | 39019.35
30.8 | 7787.34 | 30.8 | 38936.7
30.85 | 7770.85 | 30.85 | 38854.25
30.9 | 7754.41 | 30.9 | 38772.05
30.95 | 7738 | 30.95 | 38690
31 | 7721.63 | 31 | 38608.15
31.05 | 7705.3 | 31.05 | 38526.5
31.1 | 7689.01 | 31.1 | 38445.05
31.15 | 7672.76 | 31.15 | 38363.8
31.2 | 7656.55 | 31.2 | 38282.75
31.25 | 7640.38 | 31.25 | 38201.9
31.3 | 7624.24 | 31.3 | 38121.2
31.35 | 7608.15 | 31.35 | 38040.75
31.4 | 7592.09 | 31.4 | 37960.45
31.45 | 7576.07 | 31.45 | 37880.35
31.5 | 7560.09 | 31.5 | 37800.45
31.55 | 7544.15 | 31.55 | 37720.75
31.6 | 7528.25 | 31.6 | 37641.25
31.65 | 7512.39 | 31.65 | 37561.95
31.7 | 7496.56 | 31.7 | 37482.8
31.75 | 7480.77 | 31.75 | 37403.85
31.8 | 7465.02 | 31.8 | 37325.1
31.85 | 7449.31 | 31.85 | 37246.55
31.9 | 7433.63 | 31.9 | 37168.15
31.95 | 7417.99 | 31.95 | 37089.95
32 | 7402.39 | 32 | 37011.95
32.05 | 7386.83 | 32.05 | 36934.15
32.1 | 7371.3 | 32.1 | 36856.5
32.15 | 7355.81 | 32.15 | 36779.05
32.2 | 7340.36 | 32.2 | 36701.8
32.25 | 7324.94 | 32.25 | 36624.7
32.3 | 7309.56 | 32.3 | 36547.8
32.35 | 7294.22 | 32.35 | 36471.1
32.4 | 7278.92 | 32.4 | 36394.6
32.45 | 7263.65 | 32.45 | 36318.25
32.5 | 7248.42 | 32.5 | 36242.1
32.55 | 7233.22 | 32.55 | 36166.1
32.6 | 7218.06 | 32.6 | 36090.3
32.65 | 7202.94 | 32.65 | 36014.7
32.7 | 7187.85 | 32.7 | 35939.25
32.75 | 7172.8 | 32.75 | 35864
32.8 | 7157.78 | 32.8 | 35788.9
32.85 | 7142.8 | 32.85 | 35714
32.9 | 7127.86 | 32.9 | 35639.3
32.95 | 7112.95 | 32.95 | 35564.75
33 | 7098.07 | 33 | 35490.35
33.05 | 7083.24 | 33.05 | 35416.2
33.1 | 7068.43 | 33.1 | 35342.15
33.15 | 7053.67 | 33.15 | 35268.35
33.2 | 7038.93 | 33.2 | 35194.65
33.25 | 7024.24 | 33.25 | 35121.2
33.3 | 7009.57 | 33.3 | 35047.85
33.35 | 6994.95 | 33.35 | 34974.75
33.4 | 6980.35 | 33.4 | 34901.75
33.45 | 6965.79 | 33.45 | 34828.95
33.5 | 6951.27 | 33.5 | 34756.35
33.55 | 6936.78 | 33.55 | 34683.9
33.6 | 6922.33 | 33.6 | 34611.65
33.65 | 6907.9 | 33.65 | 34539.5
33.7 | 6893.52 | 33.7 | 34467.6
33.75 | 6879.17 | 33.75 | 34395.85
33.8 | 6864.85 | 33.8 | 34324.25
33.85 | 6850.56 | 33.85 | 34252.8
33.9 | 6836.31 | 33.9 | 34181.55
33.95 | 6822.09 | 33.95 | 34110.45
34 | 6807.91 | 34 | 34039.55
34.05 | 6793.76 | 34.05 | 33968.8
34.1 | 6779.64 | 34.1 | 33898.2
34.15 | 6765.56 | 34.15 | 33827.8
34.2 | 6751.51 | 34.2 | 33757.55
34.25 | 6737.49 | 34.25 | 33687.45
34.3 | 6723.51 | 34.3 | 33617.55
34.35 | 6709.56 | 34.35 | 33547.8
34.4 | 6695.64 | 34.4 | 33478.2
34.45 | 6681.76 | 34.45 | 33408.8
34.5 | 6667.91 | 34.5 | 33339.55
34.55 | 6654.09 | 34.55 | 33270.45
34.6 | 6640.3 | 34.6 | 33201.5
34.65 | 6626.55 | 34.65 | 33132.75
34.7 | 6612.82 | 34.7 | 33064.1
34.75 | 6599.14 | 34.75 | 32995.7
34.8 | 6585.48 | 34.8 | 32927.4
34.85 | 6571.85 | 34.85 | 32859.25
34.9 | 6558.26 | 34.9 | 32791.3
34.95 | 6544.7 | 34.95 | 32723.5
35 | 6531.17 | 35 | 32655.85
35.05 | 6517.67 | 35.05 | 32588.35
35.1 | 6504.21 | 35.1 | 32521.05
35.15 | 6490.77 | 35.15 | 32453.85
35.2 | 6477.37 | 35.2 | 32386.85
35.25 | 6464 | 35.25 | 32320
35.3 | 6450.66 | 35.3 | 32253.3
35.35 | 6437.35 | 35.35 | 32186.75
35.4 | 6424.08 | 35.4 | 32120.4
35.45 | 6410.83 | 35.45 | 32054.15
35.5 | 6397.62 | 35.5 | 31988.1
35.55 | 6384.43 | 35.55 | 31922.15
35.6 | 6371.28 | 35.6 | 31856.4
35.65 | 6358.16 | 35.65 | 31790.8
35.7 | 6345.07 | 35.7 | 31725.35
35.75 | 6332.01 | 35.75 | 31660.05
35.8 | 6318.98 | 35.8 | 31594.9
35.85 | 6305.98 | 35.85 | 31529.9
35.9 | 6293.01 | 35.9 | 31465.05
35.95 | 6280.07 | 35.95 | 31400.35
36 | 6267.17 | 36 | 31335.85
36.05 | 6254.29 | 36.05 | 31271.45
36.1 | 6241.44 | 36.1 | 31207.2
36.15 | 6228.62 | 36.15 | 31143.1
36.2 | 6215.83 | 36.2 | 31079.15
36.25 | 6203.08 | 36.25 | 31015.4
36.3 | 6190.35 | 36.3 | 30951.75
36.35 | 6177.65 | 36.35 | 30888.25
36.4 | 6164.98 | 36.4 | 30824.9
36.45 | 6152.34 | 36.45 | 30761.7
36.5 | 6139.73 | 36.5 | 30698.65
36.55 | 6127.15 | 36.55 | 30635.75
36.6 | 6114.6 | 36.6 | 30573
36.65 | 6102.08 | 36.65 | 30510.4
36.7 | 6089.59 | 36.7 | 30447.95
36.75 | 6077.13 | 36.75 | 30385.65
36.8 | 6064.69 | 36.8 | 30323.45
36.85 | 6052.29 | 36.85 | 30261.45
36.9 | 6039.91 | 36.9 | 30199.55
36.95 | 6027.56 | 36.95 | 30137.8
37 | 6015.25 | 37 | 30076.25
37.05 | 6002.96 | 37.05 | 30014.8
37.1 | 5990.7 | 37.1 | 29953.5
37.15 | 5978.46 | 37.15 | 29892.3
37.2 | 5966.26 | 37.2 | 29831.3
37.25 | 5954.08 | 37.25 | 29770.4
37.3 | 5941.93 | 37.3 | 29709.65
37.35 | 5929.82 | 37.35 | 29649.1
37.4 | 5917.72 | 37.4 | 29588.6
37.45 | 5905.66 | 37.45 | 29528.3
37.5 | 5893.63 | 37.5 | 29468.15
37.55 | 5881.62 | 37.55 | 29408.1
37.6 | 5869.64 | 37.6 | 29348.2
37.65 | 5857.69 | 37.65 | 29288.45
37.7 | 5845.76 | 37.7 | 29228.8
37.75 | 5833.87 | 37.75 | 29169.35
37.8 | 5822 | 37.8 | 29110
37.85 | 5810.16 | 37.85 | 29050.8
37.9 | 5798.35 | 37.9 | 28991.75
37.95 | 5786.56 | 37.95 | 28932.8
38 | 5774.8 | 38 | 28874
38.05 | 5763.07 | 38.05 | 28815.35
38.1 | 5751.36 | 38.1 | 28756.8
38.15 | 5739.69 | 38.15 | 28698.45
38.2 | 5728.04 | 38.2 | 28640.2
38.25 | 5716.41 | 38.25 | 28582.05
38.3 | 5704.82 | 38.3 | 28524.1
38.35 | 5693.25 | 38.35 | 28466.25
38.4 | 5681.7 | 38.4 | 28408.5
38.45 | 5670.19 | 38.45 | 28350.95
38.5 | 5658.7 | 38.5 | 28293.5
38.55 | 5647.23 | 38.55 | 28236.15
38.6 | 5635.8 | 38.6 | 28179
38.65 | 5624.39 | 38.65 | 28121.95
38.7 | 5613 | 38.7 | 28065
38.75 | 5601.65 | 38.75 | 28008.25
38.8 | 5590.31 | 38.8 | 27951.55
38.85 | 5579.01 | 38.85 | 27895.05
38.9 | 5567.73 | 38.9 | 27838.65
38.95 | 5556.48 | 38.95 | 27782.4
39 | 5545.25 | 39 | 27726.25
39.05 | 5534.05 | 39.05 | 27670.25
39.1 | 5522.87 | 39.1 | 27614.35
39.15 | 5511.72 | 39.15 | 27558.6
39.2 | 5500.6 | 39.2 | 27503
39.25 | 5489.5 | 39.25 | 27447.5
39.3 | 5478.42 | 39.3 | 27392.1
39.35 | 5467.38 | 39.35 | 27336.9
39.4 | 5456.35 | 39.4 | 27281.75
39.45 | 5445.36 | 39.45 | 27226.8
39.5 | 5434.38 | 39.5 | 27171.9
39.55 | 5423.44 | 39.55 | 27117.2
39.6 | 5412.52 | 39.6 | 27062.6
39.65 | 5401.62 | 39.65 | 27008.1
39.7 | 5390.75 | 39.7 | 26953.75
39.75 | 5379.9 | 39.75 | 26899.5
39.8 | 5369.08 | 39.8 | 26845.4
39.85 | 5358.28 | 39.85 | 26791.4
39.9 | 5347.51 | 39.9 | 26737.55
39.95 | 5336.76 | 39.95 | 26683.8
40 | 5326.04 | 40 | 26630.2
40.05 | 5315.34 | 40.05 | 26576.7
40.1 | 5304.67 | 40.1 | 26523.35
40.15 | 5294.02 | 40.15 | 26470.1
40.2 | 5283.4 | 40.2 | 26417
40.25 | 5272.8 | 40.25 | 26364
40.3 | 5262.22 | 40.3 | 26311.1
40.35 | 5251.67 | 40.35 | 26258.35
40.4 | 5241.14 | 40.4 | 26205.7
40.45 | 5230.64 | 40.45 | 26153.2
40.5 | 5220.16 | 40.5 | 26100.8
40.55 | 5209.7 | 40.55 | 26048.5
40.6 | 5199.27 | 40.6 | 25996.35
40.65 | 5188.86 | 40.65 | 25944.3
40.7 | 5178.48 | 40.7 | 25892.4
40.75 | 5168.12 | 40.75 | 25840.6
40.8 | 5157.78 | 40.8 | 25788.9
40.85 | 5147.46 | 40.85 | 25737.3
40.9 | 5137.17 | 40.9 | 25685.85
40.95 | 5126.91 | 40.95 | 25634.55
41 | 5116.67 | 41 | 25583.35
41.05 | 5106.45 | 41.05 | 25532.25
41.1 | 5096.25 | 41.1 | 25481.25
41.15 | 5086.08 | 41.15 | 25430.4
41.2 | 5075.93 | 41.2 | 25379.65
41.25 | 5065.8 | 41.25 | 25329
41.3 | 5055.7 | 41.3 | 25278.5
41.35 | 5045.61 | 41.35 | 25228.05
41.4 | 5035.56 | 41.4 | 25177.8
41.45 | 5025.52 | 41.45 | 25127.6
41.5 | 5015.51 | 41.5 | 25077.55
41.55 | 5005.52 | 41.55 | 25027.6
41.6 | 4995.55 | 41.6 | 24977.75
41.65 | 4985.61 | 41.65 | 24928.05
41.7 | 4975.69 | 41.7 | 24878.45
41.75 | 4965.79 | 41.75 | 24828.95
41.8 | 4955.91 | 41.8 | 24779.55
41.85 | 4946.06 | 41.85 | 24730.3
41.9 | 4936.23 | 41.9 | 24681.15
41.95 | 4926.42 | 41.95 | 24632.1
42 | 4916.63 | 42 | 24583.15
42.05 | 4906.86 | 42.05 | 24534.3
42.1 | 4897.12 | 42.1 | 24485.6
42.15 | 4887.4 | 42.15 | 24437
42.2 | 4877.7 | 42.2 | 24388.5
42.25 | 4868.02 | 42.25 | 24340.1
42.3 | 4858.37 | 42.3 | 24291.85
42.35 | 4848.74 | 42.35 | 24243.7
42.4 | 4839.12 | 42.4 | 24195.6
42.45 | 4829.54 | 42.45 | 24147.7
42.5 | 4819.97 | 42.5 | 24099.85
42.55 | 4810.42 | 42.55 | 24052.1
42.6 | 4800.9 | 42.6 | 24004.5
42.65 | 4791.39 | 42.65 | 23956.95
42.7 | 4781.91 | 42.7 | 23909.55
42.75 | 4772.45 | 42.75 | 23862.25
42.8 | 4763.01 | 42.8 | 23815.05
42.85 | 4753.6 | 42.85 | 23768
42.9 | 4744.2 | 42.9 | 23721
42.95 | 4734.82 | 42.95 | 23674.1
43 | 4725.47 | 43 | 23627.35
43.05 | 4716.14 | 43.05 | 23580.7
43.1 | 4706.83 | 43.1 | 23534.15
43.15 | 4697.53 | 43.15 | 23487.65
43.2 | 4688.26 | 43.2 | 23441.3
43.25 | 4679.02 | 43.25 | 23395.1
43.3 | 4669.79 | 43.3 | 23348.95
43.35 | 4660.58 | 43.35 | 23302.9
43.4 | 4651.39 | 43.4 | 23256.95
43.45 | 4642.23 | 43.45 | 23211.15
43.5 | 4633.08 | 43.5 | 23165.4
43.55 | 4623.96 | 43.55 | 23119.8
43.6 | 4614.85 | 43.6 | 23074.25
43.65 | 4605.77 | 43.65 | 23028.85
43.7 | 4596.71 | 43.7 | 22983.55
43.75 | 4587.66 | 43.75 | 22938.3
43.8 | 4578.64 | 43.8 | 22893.2
43.85 | 4569.64 | 43.85 | 22848.2
43.9 | 4560.66 | 43.9 | 22803.3
43.95 | 4551.69 | 43.95 | 22758.45
44 | 4542.75 | 44 | 22713.75
44.05 | 4533.83 | 44.05 | 22669.15
44.1 | 4524.93 | 44.1 | 22624.65
44.15 | 4516.05 | 44.15 | 22580.25
44.2 | 4507.18 | 44.2 | 22535.9
44.25 | 4498.34 | 44.25 | 22491.7
44.3 | 4489.52 | 44.3 | 22447.6
44.35 | 4480.72 | 44.35 | 22403.6
44.4 | 4471.93 | 44.4 | 22359.65
44.45 | 4463.17 | 44.45 | 22315.85
44.5 | 4454.43 | 44.5 | 22272.15
44.55 | 4445.7 | 44.55 | 22228.5
44.6 | 4437 | 44.6 | 22185
44.65 | 4428.31 | 44.65 | 22141.55
44.7 | 4419.65 | 44.7 | 22098.25
44.75 | 4411 | 44.75 | 22055
44.8 | 4402.37 | 44.8 | 22011.85
44.85 | 4393.77 | 44.85 | 21968.85
44.9 | 4385.18 | 44.9 | 21925.9
44.95 | 4376.61 | 44.95 | 21883.05
45 | 4368.06 | 45 | 21840.3
45.05 | 4359.53 | 45.05 | 21797.65
45.1 | 4351.02 | 45.1 | 21755.1
45.15 | 4342.52 | 45.15 | 21712.6
45.2 | 4334.05 | 45.2 | 21670.25
45.25 | 4325.59 | 45.25 | 21627.95
45.3 | 4317.16 | 45.3 | 21585.8
45.35 | 4308.74 | 45.35 | 21543.7
45.4 | 4300.34 | 45.4 | 21501.7
45.45 | 4291.96 | 45.45 | 21459.8
45.5 | 4283.6 | 45.5 | 21418
45.55 | 4275.26 | 45.55 | 21376.3
45.6 | 4266.93 | 45.6 | 21334.65
45.65 | 4258.63 | 45.65 | 21293.15
45.7 | 4250.34 | 45.7 | 21251.7
45.75 | 4242.07 | 45.75 | 21210.35
45.8 | 4233.82 | 45.8 | 21169.1
45.85 | 4225.59 | 45.85 | 21127.95
45.9 | 4217.38 | 45.9 | 21086.9
45.95 | 4209.18 | 45.95 | 21045.9
46 | 4201 | 46 | 21005
46.05 | 4192.84 | 46.05 | 20964.2
46.1 | 4184.7 | 46.1 | 20923.5
46.15 | 4176.58 | 46.15 | 20882.9
46.2 | 4168.47 | 46.2 | 20842.35
46.25 | 4160.39 | 46.25 | 20801.95
46.3 | 4152.32 | 46.3 | 20761.6
46.35 | 4144.27 | 46.35 | 20721.35
46.4 | 4136.23 | 46.4 | 20681.15
46.45 | 4128.22 | 46.45 | 20641.1
46.5 | 4120.22 | 46.5 | 20601.1
46.55 | 4112.24 | 46.55 | 20561.2
46.6 | 4104.28 | 46.6 | 20521.4
46.65 | 4096.33 | 46.65 | 20481.65
46.7 | 4088.41 | 46.7 | 20442.05
46.75 | 4080.5 | 46.75 | 20402.5
46.8 | 4072.6 | 46.8 | 20363
46.85 | 4064.73 | 46.85 | 20323.65
46.9 | 4056.87 | 46.9 | 20284.35
46.95 | 4049.03 | 46.95 | 20245.15
47 | 4041.21 | 47 | 20206.05
47.05 | 4033.4 | 47.05 | 20167
47.1 | 4025.62 | 47.1 | 20128.1
47.15 | 4017.85 | 47.15 | 20089.25
47.2 | 4010.09 | 47.2 | 20050.45
47.25 | 4002.36 | 47.25 | 20011.8
47.3 | 3994.64 | 47.3 | 19973.2
47.35 | 3986.93 | 47.35 | 19934.65
47.4 | 3979.25 | 47.4 | 19896.25
47.45 | 3971.58 | 47.45 | 19857.9
47.5 | 3963.93 | 47.5 | 19819.65
47.55 | 3956.29 | 47.55 | 19781.45
47.6 | 3948.67 | 47.6 | 19743.35
47.65 | 3941.07 | 47.65 | 19705.35
47.7 | 3933.49 | 47.7 | 19667.45
47.75 | 3925.92 | 47.75 | 19629.6
47.8 | 3918.37 | 47.8 | 19591.85
47.85 | 3910.84 | 47.85 | 19554.2
47.9 | 3903.32 | 47.9 | 19516.6
47.95 | 3895.82 | 47.95 | 19479.1
48 | 3888.33 | 48 | 19441.65
48.05 | 3880.86 | 48.05 | 19404.3
48.1 | 3873.41 | 48.1 | 19367.05
48.15 | 3865.97 | 48.15 | 19329.85
48.2 | 3858.56 | 48.2 | 19292.8
48.25 | 3851.15 | 48.25 | 19255.75
48.3 | 3843.77 | 48.3 | 19218.85
48.35 | 3836.39 | 48.35 | 19181.95
48.4 | 3829.04 | 48.4 | 19145.2
48.45 | 3821.7 | 48.45 | 19108.5
48.5 | 3814.38 | 48.5 | 19071.9
48.55 | 3807.07 | 48.55 | 19035.35
48.6 | 3799.78 | 48.6 | 18998.9
48.65 | 3792.51 | 48.65 | 18962.55
48.7 | 3785.25 | 48.7 | 18926.25
48.75 | 3778.01 | 48.75 | 18890.05
48.8 | 3770.78 | 48.8 | 18853.9
48.85 | 3763.57 | 48.85 | 18817.85
48.9 | 3756.38 | 48.9 | 18781.9
48.95 | 3749.2 | 48.95 | 18746
49 | 3742.03 | 49 | 18710.15
49.05 | 3734.88 | 49.05 | 18674.4
49.1 | 3727.75 | 49.1 | 18638.75
49.15 | 3720.64 | 49.15 | 18603.2
49.2 | 3713.53 | 49.2 | 18567.65
49.25 | 3706.45 | 49.25 | 18532.25
49.3 | 3699.38 | 49.3 | 18496.9
49.35 | 3692.32 | 49.35 | 18461.6
49.4 | 3685.28 | 49.4 | 18426.4
49.45 | 3678.26 | 49.45 | 18391.3
49.5 | 3671.25 | 49.5 | 18356.25
49.55 | 3664.26 | 49.55 | 18321.3
49.6 | 3657.28 | 49.6 | 18286.4
49.65 | 3650.32 | 49.65 | 18251.6
49.7 | 3643.37 | 49.7 | 18216.85
49.75 | 3636.44 | 49.75 | 18182.2
49.8 | 3629.52 | 49.8 | 18147.6
49.85 | 3622.62 | 49.85 | 18113.1
49.9 | 3615.73 | 49.9 | 18078.65
49.95 | 3608.86 | 49.95 | 18044.3
50 | 3602 | 50 | 18010
50.05 | 3595.16 | 50.05 | 17975.8
50.1 | 3588.33 | 50.1 | 17941.65
50.15 | 3581.52 | 50.15 | 17907.6
50.2 | 3574.72 | 50.2 | 17873.6
50.25 | 3567.94 | 50.25 | 17839.7
50.3 | 3561.17 | 50.3 | 17805.85
50.35 | 3554.41 | 50.35 | 17772.05
50.4 | 3547.67 | 50.4 | 17738.35
50.45 | 3540.95 | 50.45 | 17704.75
50.5 | 3534.24 | 50.5 | 17671.2
50.55 | 3527.54 | 50.55 | 17637.7
50.6 | 3520.86 | 50.6 | 17604.3
50.65 | 3514.2 | 50.65 | 17571
50.7 | 3507.54 | 50.7 | 17537.7
50.75 | 3500.91 | 50.75 | 17504.55
50.8 | 3494.28 | 50.8 | 17471.4
50.85 | 3487.68 | 50.85 | 17438.4
50.9 | 3481.08 | 50.9 | 17405.4
50.95 | 3474.5 | 50.95 | 17372.5
51 | 3467.93 | 51 | 17339.65
51.05 | 3461.38 | 51.05 | 17306.9
51.1 | 3454.85 | 51.1 | 17274.25
51.15 | 3448.32 | 51.15 | 17241.6
51.2 | 3441.81 | 51.2 | 17209.05
51.25 | 3435.32 | 51.25 | 17176.6
51.3 | 3428.84 | 51.3 | 17144.2
51.35 | 3422.37 | 51.35 | 17111.85
51.4 | 3415.92 | 51.4 | 17079.6
51.45 | 3409.48 | 51.45 | 17047.4
51.5 | 3403.05 | 51.5 | 17015.25
51.55 | 3396.64 | 51.55 | 16983.2
51.6 | 3390.24 | 51.6 | 16951.2
51.65 | 3383.86 | 51.65 | 16919.3
51.7 | 3377.49 | 51.7 | 16887.45
51.75 | 3371.13 | 51.75 | 16855.65
51.8 | 3364.79 | 51.8 | 16823.95
51.85 | 3358.46 | 51.85 | 16792.3
51.9 | 3352.14 | 51.9 | 16760.7
51.95 | 3345.84 | 51.95 | 16729.2
52 | 3339.55 | 52 | 16697.75
52.05 | 3333.28 | 52.05 | 16666.4
52.1 | 3327.02 | 52.1 | 16635.1
52.15 | 3320.77 | 52.15 | 16603.85
52.2 | 3314.54 | 52.2 | 16572.7
52.25 | 3308.32 | 52.25 | 16541.6
52.3 | 3302.11 | 52.3 | 16510.55
52.35 | 3295.91 | 52.35 | 16479.55
52.4 | 3289.73 | 52.4 | 16448.65
52.45 | 3283.57 | 52.45 | 16417.85
52.5 | 3277.41 | 52.5 | 16387.05
52.55 | 3271.27 | 52.55 | 16356.35
52.6 | 3265.14 | 52.6 | 16325.7
52.65 | 3259.03 | 52.65 | 16295.15
52.7 | 3252.93 | 52.7 | 16264.65
52.75 | 3246.84 | 52.75 | 16234.2
52.8 | 3240.76 | 52.8 | 16203.8
52.85 | 3234.7 | 52.85 | 16173.5
52.9 | 3228.65 | 52.9 | 16143.25
52.95 | 3222.61 | 52.95 | 16113.05
53 | 3216.59 | 53 | 16082.95
53.05 | 3210.58 | 53.05 | 16052.9
53.1 | 3204.58 | 53.1 | 16022.9
53.15 | 3198.6 | 53.15 | 15993
53.2 | 3192.62 | 53.2 | 15963.1
53.25 | 3186.66 | 53.25 | 15933.3
53.3 | 3180.72 | 53.3 | 15903.6
53.35 | 3174.78 | 53.35 | 15873.9
53.4 | 3168.86 | 53.4 | 15844.3
53.45 | 3162.95 | 53.45 | 15814.75
53.5 | 3157.06 | 53.5 | 15785.3
53.55 | 3151.18 | 53.55 | 15755.9
53.6 | 3145.3 | 53.6 | 15726.5
53.65 | 3139.45 | 53.65 | 15697.25
53.7 | 3133.6 | 53.7 | 15668
53.75 | 3127.77 | 53.75 | 15638.85
53.8 | 3121.95 | 53.8 | 15609.75
53.85 | 3116.14 | 53.85 | 15580.7
53.9 | 3110.34 | 53.9 | 15551.7
53.95 | 3104.56 | 53.95 | 15522.8
54 | 3098.79 | 54 | 15493.95
54.05 | 3093.03 | 54.05 | 15465.15
54.1 | 3087.28 | 54.1 | 15436.4
54.15 | 3081.55 | 54.15 | 15407.75
54.2 | 3075.82 | 54.2 | 15379.1
54.25 | 3070.11 | 54.25 | 15350.55
54.3 | 3064.42 | 54.3 | 15322.1
54.35 | 3058.73 | 54.35 | 15293.65
54.4 | 3053.06 | 54.4 | 15265.3
54.45 | 3047.4 | 54.45 | 15237
54.5 | 3041.75 | 54.5 | 15208.75
54.55 | 3036.11 | 54.55 | 15180.55
54.6 | 3030.48 | 54.6 | 15152.4
54.65 | 3024.87 | 54.65 | 15124.35
54.7 | 3019.27 | 54.7 | 15096.35
54.75 | 3013.68 | 54.75 | 15068.4
54.8 | 3008.1 | 54.8 | 15040.5
54.85 | 3002.53 | 54.85 | 15012.65
54.9 | 2996.98 | 54.9 | 14984.9
54.95 | 2991.44 | 54.95 | 14957.2
55 | 2985.91 | 55 | 14929.55
55.05 | 2980.39 | 55.05 | 14901.95
55.1 | 2974.88 | 55.1 | 14874.4
55.15 | 2969.38 | 55.15 | 14846.9
55.2 | 2963.9 | 55.2 | 14819.5
55.25 | 2958.43 | 55.25 | 14792.15
55.3 | 2952.97 | 55.3 | 14764.85
55.35 | 2947.52 | 55.35 | 14737.6
55.4 | 2942.08 | 55.4 | 14710.4
55.45 | 2936.65 | 55.45 | 14683.25
55.5 | 2931.24 | 55.5 | 14656.2
55.55 | 2925.83 | 55.55 | 14629.15
55.6 | 2920.44 | 55.6 | 14602.2
55.65 | 2915.06 | 55.65 | 14575.3
55.7 | 2909.69 | 55.7 | 14548.45
55.75 | 2904.34 | 55.75 | 14521.7
55.8 | 2898.99 | 55.8 | 14494.95
55.85 | 2893.65 | 55.85 | 14468.25
55.9 | 2888.33 | 55.9 | 14441.65
55.95 | 2883.02 | 55.95 | 14415.1
56 | 2877.72 | 56 | 14388.6
56.05 | 2872.43 | 56.05 | 14362.15
56.1 | 2867.15 | 56.1 | 14335.75
56.15 | 2861.88 | 56.15 | 14309.4
56.2 | 2856.62 | 56.2 | 14283.1
56.25 | 2851.38 | 56.25 | 14256.9
56.3 | 2846.14 | 56.3 | 14230.7
56.35 | 2840.92 | 56.35 | 14204.6
56.4 | 2835.7 | 56.4 | 14178.5
56.45 | 2830.5 | 56.45 | 14152.5
56.5 | 2825.31 | 56.5 | 14126.55
56.55 | 2820.13 | 56.55 | 14100.65
56.6 | 2814.96 | 56.6 | 14074.8
56.65 | 2809.81 | 56.65 | 14049.05
56.7 | 2804.66 | 56.7 | 14023.3
56.75 | 2799.52 | 56.75 | 13997.6
56.8 | 2794.4 | 56.8 | 13972
56.85 | 2789.28 | 56.85 | 13946.4
56.9 | 2784.18 | 56.9 | 13920.9
56.95 | 2779.08 | 56.95 | 13895.4
57 | 2774 | 57 | 13870
57.05 | 2768.93 | 57.05 | 13844.65
57.1 | 2763.87 | 57.1 | 13819.35
57.15 | 2758.82 | 57.15 | 13794.1
57.2 | 2753.78 | 57.2 | 13768.9
57.25 | 2748.75 | 57.25 | 13743.75
57.3 | 2743.73 | 57.3 | 13718.65
57.35 | 2738.72 | 57.35 | 13693.6
57.4 | 2733.72 | 57.4 | 13668.6
57.45 | 2728.73 | 57.45 | 13643.65
57.5 | 2723.76 | 57.5 | 13618.8
57.55 | 2718.79 | 57.55 | 13593.95
57.6 | 2713.83 | 57.6 | 13569.15
57.65 | 2708.89 | 57.65 | 13544.45
57.7 | 2703.95 | 57.7 | 13519.75
57.75 | 2699.03 | 57.75 | 13495.15
57.8 | 2694.11 | 57.8 | 13470.55
57.85 | 2689.21 | 57.85 | 13446.05
57.9 | 2684.31 | 57.9 | 13421.55
57.95 | 2679.43 | 57.95 | 13397.15
58 | 2674.55 | 58 | 13372.75
58.05 | 2669.69 | 58.05 | 13348.45
58.1 | 2664.84 | 58.1 | 13324.2
58.15 | 2659.99 | 58.15 | 13299.95
58.2 | 2655.16 | 58.2 | 13275.8
58.25 | 2650.34 | 58.25 | 13251.7
58.3 | 2645.52 | 58.3 | 13227.6
58.35 | 2640.72 | 58.35 | 13203.6
58.4 | 2635.93 | 58.4 | 13179.65
58.45 | 2631.14 | 58.45 | 13155.7
58.5 | 2626.37 | 58.5 | 13131.85
58.55 | 2621.61 | 58.55 | 13108.05
58.6 | 2616.85 | 58.6 | 13084.25
58.65 | 2612.11 | 58.65 | 13060.55
58.7 | 2607.38 | 58.7 | 13036.9
58.75 | 2602.65 | 58.75 | 13013.25
58.8 | 2597.94 | 58.8 | 12989.7
58.85 | 2593.23 | 58.85 | 12966.15
58.9 | 2588.54 | 58.9 | 12942.7
58.95 | 2583.85 | 58.95 | 12919.25
59 | 2579.18 | 59 | 12895.9
59.05 | 2574.51 | 59.05 | 12872.55
59.1 | 2569.86 | 59.1 | 12849.3
59.15 | 2565.21 | 59.15 | 12826.05
59.2 | 2560.58 | 59.2 | 12802.9
59.25 | 2555.95 | 59.25 | 12779.75
59.3 | 2551.33 | 59.3 | 12756.65
59.35 | 2546.73 | 59.35 | 12733.65
59.4 | 2542.13 | 59.4 | 12710.65
59.45 | 2537.54 | 59.45 | 12687.7
59.5 | 2532.96 | 59.5 | 12664.8
59.55 | 2528.39 | 59.55 | 12641.95
59.6 | 2523.83 | 59.6 | 12619.15
59.65 | 2519.28 | 59.65 | 12596.4
59.7 | 2514.74 | 59.7 | 12573.7
59.75 | 2510.21 | 59.75 | 12551.05
59.8 | 2505.69 | 59.8 | 12528.45
59.85 | 2501.17 | 59.85 | 12505.85
59.9 | 2496.67 | 59.9 | 12483.35
59.95 | 2492.18 | 59.95 | 12460.9
60 | 2487.69 | 60 | 12438.45
60.05 | 2483.22 | 60.05 | 12416.1
60.1 | 2478.75 | 60.1 | 12393.75
60.15 | 2474.29 | 60.15 | 12371.45
60.2 | 2469.85 | 60.2 | 12349.25
60.25 | 2465.41 | 60.25 | 12327.05
60.3 | 2460.98 | 60.3 | 12304.9
60.35 | 2456.56 | 60.35 | 12282.8
60.4 | 2452.15 | 60.4 | 12260.75
60.45 | 2447.74 | 60.45 | 12238.7
60.5 | 2443.35 | 60.5 | 12216.75
60.55 | 2438.97 | 60.55 | 12194.85
60.6 | 2434.59 | 60.6 | 12172.95
60.65 | 2430.23 | 60.65 | 12151.15
60.7 | 2425.87 | 60.7 | 12129.35
60.75 | 2421.52 | 60.75 | 12107.6
60.8 | 2417.18 | 60.8 | 12085.9
60.85 | 2412.85 | 60.85 | 12064.25
60.9 | 2408.53 | 60.9 | 12042.65
60.95 | 2404.22 | 60.95 | 12021.1
61 | 2399.91 | 61 | 11999.55
61.05 | 2395.62 | 61.05 | 11978.1
61.1 | 2391.33 | 61.1 | 11956.65
61.15 | 2387.06 | 61.15 | 11935.3
61.2 | 2382.79 | 61.2 | 11913.95
61.25 | 2378.53 | 61.25 | 11892.65
61.3 | 2374.28 | 61.3 | 11871.4
61.35 | 2370.04 | 61.35 | 11850.2
61.4 | 2365.8 | 61.4 | 11829
61.45 | 2361.58 | 61.45 | 11807.9
61.5 | 2357.36 | 61.5 | 11786.8
61.55 | 2353.16 | 61.55 | 11765.8
61.6 | 2348.96 | 61.6 | 11744.8
61.65 | 2344.77 | 61.65 | 11723.85
61.7 | 2340.59 | 61.7 | 11702.95
61.75 | 2336.41 | 61.75 | 11682.05
61.8 | 2332.25 | 61.8 | 11661.25
61.85 | 2328.09 | 61.85 | 11640.45
61.9 | 2323.95 | 61.9 | 11619.75
61.95 | 2319.81 | 61.95 | 11599.05
62 | 2315.68 | 62 | 11578.4
62.05 | 2311.56 | 62.05 | 11557.8
62.1 | 2307.44 | 62.1 | 11537.2
62.15 | 2303.34 | 62.15 | 11516.7
62.2 | 2299.24 | 62.2 | 11496.2
62.25 | 2295.15 | 62.25 | 11475.75
62.3 | 2291.08 | 62.3 | 11455.4
62.35 | 2287 | 62.35 | 11435
62.4 | 2282.94 | 62.4 | 11414.7
62.45 | 2278.89 | 62.45 | 11394.45
62.5 | 2274.84 | 62.5 | 11374.2
62.55 | 2270.8 | 62.55 | 11354
62.6 | 2266.77 | 62.6 | 11333.85
62.65 | 2262.75 | 62.65 | 11313.75
62.7 | 2258.74 | 62.7 | 11293.7
62.75 | 2254.73 | 62.75 | 11273.65
62.8 | 2250.73 | 62.8 | 11253.65
62.85 | 2246.74 | 62.85 | 11233.7
62.9 | 2242.76 | 62.9 | 11213.8
62.95 | 2238.79 | 62.95 | 11193.95
63 | 2234.83 | 63 | 11174.15
63.05 | 2230.87 | 63.05 | 11154.35
63.1 | 2226.92 | 63.1 | 11134.6
63.15 | 2222.98 | 63.15 | 11114.9
63.2 | 2219.05 | 63.2 | 11095.25
63.25 | 2215.12 | 63.25 | 11075.6
63.3 | 2211.21 | 63.3 | 11056.05
63.35 | 2207.3 | 63.35 | 11036.5
63.4 | 2203.4 | 63.4 | 11017
63.45 | 2199.51 | 63.45 | 10997.55
63.5 | 2195.62 | 63.5 | 10978.1
63.55 | 2191.74 | 63.55 | 10958.7
63.6 | 2187.88 | 63.6 | 10939.4
63.65 | 2184.01 | 63.65 | 10920.05
63.7 | 2180.16 | 63.7 | 10900.8
63.75 | 2176.32 | 63.75 | 10881.6
63.8 | 2172.48 | 63.8 | 10862.4
63.85 | 2168.65 | 63.85 | 10843.25
63.9 | 2164.83 | 63.9 | 10824.15
63.95 | 2161.01 | 63.95 | 10805.05
64 | 2157.21 | 64 | 10786.05
64.05 | 2153.41 | 64.05 | 10767.05
64.1 | 2149.62 | 64.1 | 10748.1
64.15 | 2145.83 | 64.15 | 10729.15
64.2 | 2142.06 | 64.2 | 10710.3
64.25 | 2138.29 | 64.25 | 10691.45
64.3 | 2134.53 | 64.3 | 10672.65
64.35 | 2130.77 | 64.35 | 10653.85
64.4 | 2127.03 | 64.4 | 10635.15
64.45 | 2123.29 | 64.45 | 10616.45
64.5 | 2119.56 | 64.5 | 10597.8
64.55 | 2115.84 | 64.55 | 10579.2
64.6 | 2112.12 | 64.6 | 10560.6
64.65 | 2108.42 | 64.65 | 10542.1
64.7 | 2104.72 | 64.7 | 10523.6
64.75 | 2101.02 | 64.75 | 10505.1
64.8 | 2097.34 | 64.8 | 10486.7
64.85 | 2093.66 | 64.85 | 10468.3
64.9 | 2089.99 | 64.9 | 10449.95
64.95 | 2086.33 | 64.95 | 10431.65
65 | 2082.67 | 65 | 10413.35
65.05 | 2079.02 | 65.05 | 10395.1
65.1 | 2075.38 | 65.1 | 10376.9
65.15 | 2071.75 | 65.15 | 10358.75
65.2 | 2068.12 | 65.2 | 10340.6
65.25 | 2064.5 | 65.25 | 10322.5
65.3 | 2060.89 | 65.3 | 10304.45
65.35 | 2057.29 | 65.35 | 10286.45
65.4 | 2053.69 | 65.4 | 10268.45
65.45 | 2050.1 | 65.45 | 10250.5
65.5 | 2046.52 | 65.5 | 10232.6
65.55 | 2042.94 | 65.55 | 10214.7
65.6 | 2039.37 | 65.6 | 10196.85
65.65 | 2035.81 | 65.65 | 10179.05
65.7 | 2032.26 | 65.7 | 10161.3
65.75 | 2028.71 | 65.75 | 10143.55
65.8 | 2025.17 | 65.8 | 10125.85
65.85 | 2021.64 | 65.85 | 10108.2
65.9 | 2018.12 | 65.9 | 10090.6
65.95 | 2014.6 | 65.95 | 10073
66 | 2011.09 | 66 | 10055.45
66.05 | 2007.58 | 66.05 | 10037.9
66.1 | 2004.08 | 66.1 | 10020.4
66.15 | 2000.59 | 66.15 | 10002.95
66.2 | 1997.11 | 66.2 | 9985.55
66.25 | 1993.64 | 66.25 | 9968.2
66.3 | 1990.17 | 66.3 | 9950.85
66.35 | 1986.7 | 66.35 | 9933.5
66.4 | 1983.25 | 66.4 | 9916.25
66.45 | 1979.8 | 66.45 | 9899
66.5 | 1976.36 | 66.5 | 9881.8
66.55 | 1972.92 | 66.55 | 9864.6
66.6 | 1969.5 | 66.6 | 9847.5
66.65 | 1966.08 | 66.65 | 9830.4
66.7 | 1962.66 | 66.7 | 9813.3
66.75 | 1959.26 | 66.75 | 9796.3
66.8 | 1955.85 | 66.8 | 9779.25
66.85 | 1952.46 | 66.85 | 9762.3
66.9 | 1949.07 | 66.9 | 9745.35
66.95 | 1945.69 | 66.95 | 9728.45
67 | 1942.32 | 67 | 9711.6
67.05 | 1938.95 | 67.05 | 9694.75
67.1 | 1935.59 | 67.1 | 9677.95
67.15 | 1932.24 | 67.15 | 9661.2
67.2 | 1928.9 | 67.2 | 9644.5
67.25 | 1925.56 | 67.25 | 9627.8
67.3 | 1922.22 | 67.3 | 9611.1
67.35 | 1918.9 | 67.35 | 9594.5
67.4 | 1915.58 | 67.4 | 9577.9
67.45 | 1912.26 | 67.45 | 9561.3
67.5 | 1908.96 | 67.5 | 9544.8
67.55 | 1905.66 | 67.55 | 9528.3
67.6 | 1902.36 | 67.6 | 9511.8
67.65 | 1899.08 | 67.65 | 9495.4
67.7 | 1895.8 | 67.7 | 9479
67.75 | 1892.52 | 67.75 | 9462.6
67.8 | 1889.26 | 67.8 | 9446.3
67.85 | 1885.99 | 67.85 | 9429.95
67.9 | 1882.74 | 67.9 | 9413.7
67.95 | 1879.49 | 67.95 | 9397.45
68 | 1876.25 | 68 | 9381.25
68.05 | 1873.02 | 68.05 | 9365.1
68.1 | 1869.79 | 68.1 | 9348.95
68.15 | 1866.57 | 68.15 | 9332.85
68.2 | 1863.35 | 68.2 | 9316.75
68.25 | 1860.14 | 68.25 | 9300.7
68.3 | 1856.94 | 68.3 | 9284.7
68.35 | 1853.74 | 68.35 | 9268.7
68.4 | 1850.55 | 68.4 | 9252.75
68.45 | 1847.37 | 68.45 | 9236.85
68.5 | 1844.19 | 68.5 | 9220.95
68.55 | 1841.02 | 68.55 | 9205.1
68.6 | 1837.85 | 68.6 | 9189.25
68.65 | 1834.7 | 68.65 | 9173.5
68.7 | 1831.54 | 68.7 | 9157.7
68.75 | 1828.4 | 68.75 | 9142
68.8 | 1825.26 | 68.8 | 9126.3
68.85 | 1822.12 | 68.85 | 9110.6
68.9 | 1819 | 68.9 | 9095
68.95 | 1815.87 | 68.95 | 9079.35
69 | 1812.76 | 69 | 9063.8
69.05 | 1809.65 | 69.05 | 9048.25
69.1 | 1806.55 | 69.1 | 9032.75
69.15 | 1803.45 | 69.15 | 9017.25
69.2 | 1800.36 | 69.2 | 9001.8
69.25 | 1797.28 | 69.25 | 8986.4
69.3 | 1794.2 | 69.3 | 8971
69.35 | 1791.13 | 69.35 | 8955.65
69.4 | 1788.06 | 69.4 | 8940.3
69.45 | 1785 | 69.45 | 8925
69.5 | 1781.94 | 69.5 | 8909.7
69.55 | 1778.9 | 69.55 | 8894.5
69.6 | 1775.85 | 69.6 | 8879.25
69.65 | 1772.82 | 69.65 | 8864.1
69.7 | 1769.79 | 69.7 | 8848.95
69.75 | 1766.76 | 69.75 | 8833.8
69.8 | 1763.75 | 69.8 | 8818.75
69.85 | 1760.73 | 69.85 | 8803.65
69.9 | 1757.73 | 69.9 | 8788.65
69.95 | 1754.73 | 69.95 | 8773.65
70 | 1751.73 | 70 | 8758.65
70.05 | 1748.74 | 70.05 | 8743.7
70.1 | 1745.76 | 70.1 | 8728.8
70.15 | 1742.78 | 70.15 | 8713.9
70.2 | 1739.81 | 70.2 | 8699.05
70.25 | 1736.85 | 70.25 | 8684.25
70.3 | 1733.89 | 70.3 | 8669.45
70.35 | 1730.94 | 70.35 | 8654.7
70.4 | 1727.99 | 70.4 | 8639.95
70.45 | 1725.05 | 70.45 | 8625.25
70.5 | 1722.11 | 70.5 | 8610.55
70.55 | 1719.18 | 70.55 | 8595.9
70.6 | 1716.25 | 70.6 | 8581.25
70.65 | 1713.34 | 70.65 | 8566.7
70.7 | 1710.42 | 70.7 | 8552.1
70.75 | 1707.52 | 70.75 | 8537.6
70.8 | 1704.61 | 70.8 | 8523.05
70.85 | 1701.72 | 70.85 | 8508.6
70.9 | 1698.83 | 70.9 | 8494.15
70.95 | 1695.94 | 70.95 | 8479.7
71 | 1693.06 | 71 | 8465.3
71.05 | 1690.19 | 71.05 | 8450.95
71.1 | 1687.32 | 71.1 | 8436.6
71.15 | 1684.46 | 71.15 | 8422.3
71.2 | 1681.6 | 71.2 | 8408
71.25 | 1678.75 | 71.25 | 8393.75
71.3 | 1675.91 | 71.3 | 8379.55
71.35 | 1673.07 | 71.35 | 8365.35
71.4 | 1670.23 | 71.4 | 8351.15
71.45 | 1667.4 | 71.45 | 8337
71.5 | 1664.58 | 71.5 | 8322.9
71.55 | 1661.76 | 71.55 | 8308.8
71.6 | 1658.95 | 71.6 | 8294.75
71.65 | 1656.14 | 71.65 | 8280.7
71.7 | 1653.34 | 71.7 | 8266.7
71.75 | 1650.55 | 71.75 | 8252.75
71.8 | 1647.76 | 71.8 | 8238.8
71.85 | 1644.97 | 71.85 | 8224.85
71.9 | 1642.19 | 71.9 | 8210.95
71.95 | 1639.42 | 71.95 | 8197.1
72 | 1636.65 | 72 | 8183.25
72.05 | 1633.89 | 72.05 | 8169.45
72.1 | 1631.13 | 72.1 | 8155.65
72.15 | 1628.38 | 72.15 | 8141.9
72.2 | 1625.63 | 72.2 | 8128.15
72.25 | 1622.89 | 72.25 | 8114.45
72.3 | 1620.15 | 72.3 | 8100.75
72.35 | 1617.42 | 72.35 | 8087.1
72.4 | 1614.69 | 72.4 | 8073.45
72.45 | 1611.97 | 72.45 | 8059.85
72.5 | 1609.26 | 72.5 | 8046.3
72.55 | 1606.55 | 72.55 | 8032.75
72.6 | 1603.84 | 72.6 | 8019.2
72.65 | 1601.15 | 72.65 | 8005.75
72.7 | 1598.45 | 72.7 | 7992.25
72.75 | 1595.76 | 72.75 | 7978.8
72.8 | 1593.08 | 72.8 | 7965.4
72.85 | 1590.4 | 72.85 | 7952
72.9 | 1587.73 | 72.9 | 7938.65
72.95 | 1585.06 | 72.95 | 7925.3
73 | 1582.4 | 73 | 7912
73.05 | 1579.74 | 73.05 | 7898.7
73.1 | 1577.09 | 73.1 | 7885.45
73.15 | 1574.44 | 73.15 | 7872.2
73.2 | 1571.8 | 73.2 | 7859
73.25 | 1569.16 | 73.25 | 7845.8
73.3 | 1566.53 | 73.3 | 7832.65
73.35 | 1563.9 | 73.35 | 7819.5
73.4 | 1561.28 | 73.4 | 7806.4
73.45 | 1558.66 | 73.45 | 7793.3
73.5 | 1556.05 | 73.5 | 7780.25
73.55 | 1553.44 | 73.55 | 7767.2
73.6 | 1550.84 | 73.6 | 7754.2
73.65 | 1548.25 | 73.65 | 7741.25
73.7 | 1545.65 | 73.7 | 7728.25
73.75 | 1543.07 | 73.75 | 7715.35
73.8 | 1540.49 | 73.8 | 7702.45
73.85 | 1537.91 | 73.85 | 7689.55
73.9 | 1535.34 | 73.9 | 7676.7
73.95 | 1532.77 | 73.95 | 7663.85
74 | 1530.21 | 74 | 7651.05
74.05 | 1527.65 | 74.05 | 7638.25
74.1 | 1525.1 | 74.1 | 7625.5
74.15 | 1522.55 | 74.15 | 7612.75
74.2 | 1520.01 | 74.2 | 7600.05
74.25 | 1517.47 | 74.25 | 7587.35
74.3 | 1514.94 | 74.3 | 7574.7
74.35 | 1512.42 | 74.35 | 7562.1
74.4 | 1509.89 | 74.4 | 7549.45
74.45 | 1507.38 | 74.45 | 7536.9
74.5 | 1504.86 | 74.5 | 7524.3
74.55 | 1502.35 | 74.55 | 7511.75
74.6 | 1499.85 | 74.6 | 7499.25
74.65 | 1497.35 | 74.65 | 7486.75
74.7 | 1494.86 | 74.7 | 7474.3
74.75 | 1492.37 | 74.75 | 7461.85
74.8 | 1489.89 | 74.8 | 7449.45
74.85 | 1487.41 | 74.85 | 7437.05
74.9 | 1484.93 | 74.9 | 7424.65
74.95 | 1482.46 | 74.95 | 7412.3
75 | 1480 | 75 | 7400
75.05 | 1477.54 | 75.05 | 7387.7
75.1 | 1475.08 | 75.1 | 7375.4
75.15 | 1472.63 | 75.15 | 7363.15
75.2 | 1470.19 | 75.2 | 7350.95
75.25 | 1467.75 | 75.25 | 7338.75
75.3 | 1465.31 | 75.3 | 7326.55
75.35 | 1462.88 | 75.35 | 7314.4
75.4 | 1460.45 | 75.4 | 7302.25
75.45 | 1458.03 | 75.45 | 7290.15
75.5 | 1455.61 | 75.5 | 7278.05
75.55 | 1453.2 | 75.55 | 7266
75.6 | 1450.79 | 75.6 | 7253.95
75.65 | 1448.39 | 75.65 | 7241.95
75.7 | 1445.99 | 75.7 | 7229.95
75.75 | 1443.59 | 75.75 | 7217.95
75.8 | 1441.2 | 75.8 | 7206
75.85 | 1438.82 | 75.85 | 7194.1
75.9 | 1436.43 | 75.9 | 7182.15
75.95 | 1434.06 | 75.95 | 7170.3
76 | 1431.69 | 76 | 7158.45
75 | 1480 | 75 | 7400
75.05 | 1477.53 | 75.05 | 7387.65
75.1 | 1475.07 | 75.1 | 7375.35
75.15 | 1472.62 | 75.15 | 7363.1
75.2 | 1470.16 | 75.2 | 7350.8
75.25 | 1467.72 | 75.25 | 7338.6
75.3 | 1465.27 | 75.3 | 7326.35
75.35 | 1462.84 | 75.35 | 7314.2
75.4 | 1460.4 | 75.4 | 7302
75.45 | 1457.98 | 75.45 | 7289.9
75.5 | 1455.55 | 75.5 | 7277.75
75.55 | 1453.13 | 75.55 | 7265.65
75.6 | 1450.72 | 75.6 | 7253.6
75.65 | 1448.31 | 75.65 | 7241.55
75.7 | 1445.91 | 75.7 | 7229.55
75.75 | 1443.51 | 75.75 | 7217.55
75.8 | 1441.11 | 75.8 | 7205.55
75.85 | 1438.72 | 75.85 | 7193.6
75.9 | 1436.33 | 75.9 | 7181.65
75.95 | 1433.95 | 75.95 | 7169.75
76 | 1431.58 | 76 | 7157.9
76.05 | 1429.2 | 76.05 | 7146
76.1 | 1426.84 | 76.1 | 7134.2
76.15 | 1424.47 | 76.15 | 7122.35
76.2 | 1422.11 | 76.2 | 7110.55
76.25 | 1419.76 | 76.25 | 7098.8
76.3 | 1417.41 | 76.3 | 7087.05
76.35 | 1415.07 | 76.35 | 7075.35
76.4 | 1412.73 | 76.4 | 7063.65
76.45 | 1410.39 | 76.45 | 7051.95
76.5 | 1408.06 | 76.5 | 7040.3
76.55 | 1405.73 | 76.55 | 7028.65
76.6 | 1403.41 | 76.6 | 7017.05
76.65 | 1401.09 | 76.65 | 7005.45
76.7 | 1398.78 | 76.7 | 6993.9
76.75 | 1396.47 | 76.75 | 6982.35
76.8 | 1394.17 | 76.8 | 6970.85
76.85 | 1391.87 | 76.85 | 6959.35
76.9 | 1389.57 | 76.9 | 6947.85
76.95 | 1387.28 | 76.95 | 6936.4
77 | 1384.99 | 77 | 6924.95
77.05 | 1382.71 | 77.05 | 6913.55
77.1 | 1380.43 | 77.1 | 6902.15
77.15 | 1378.16 | 77.15 | 6890.8
77.2 | 1375.89 | 77.2 | 6879.45
77.25 | 1373.63 | 77.25 | 6868.15
77.3 | 1371.36 | 77.3 | 6856.8
77.35 | 1369.11 | 77.35 | 6845.55
77.4 | 1366.86 | 77.4 | 6834.3
77.45 | 1364.61 | 77.45 | 6823.05
77.5 | 1362.37 | 77.5 | 6811.85
77.55 | 1360.13 | 77.55 | 6800.65
77.6 | 1357.89 | 77.6 | 6789.45
77.65 | 1355.66 | 77.65 | 6778.3
77.7 | 1353.44 | 77.7 | 6767.2
77.75 | 1351.22 | 77.75 | 6756.1
77.8 | 1349 | 77.8 | 6745
77.85 | 1346.78 | 77.85 | 6733.9
77.9 | 1344.58 | 77.9 | 6722.9
77.95 | 1342.37 | 77.95 | 6711.85
78 | 1340.17 | 78 | 6700.85
78.05 | 1337.97 | 78.05 | 6689.85
78.1 | 1335.78 | 78.1 | 6678.9
78.15 | 1333.59 | 78.15 | 6667.95
78.2 | 1331.41 | 78.2 | 6657.05
78.25 | 1329.23 | 78.25 | 6646.15
78.3 | 1327.06 | 78.3 | 6635.3
78.35 | 1324.89 | 78.35 | 6624.45
78.4 | 1322.72 | 78.4 | 6613.6
78.45 | 1320.56 | 78.45 | 6602.8
78.5 | 1318.4 | 78.5 | 6592
78.55 | 1316.24 | 78.55 | 6581.2
78.6 | 1314.09 | 78.6 | 6570.45
78.65 | 1311.95 | 78.65 | 6559.75
78.7 | 1309.8 | 78.7 | 6549
78.75 | 1307.67 | 78.75 | 6538.35
78.8 | 1305.53 | 78.8 | 6527.65
78.85 | 1303.4 | 78.85 | 6517
78.9 | 1301.28 | 78.9 | 6506.4
78.95 | 1299.15 | 78.95 | 6495.75
79 | 1297.04 | 79 | 6485.2
79.05 | 1294.92 | 79.05 | 6474.6
79.1 | 1292.81 | 79.1 | 6464.05
79.15 | 1290.71 | 79.15 | 6453.55
79.2 | 1288.6 | 79.2 | 6443
79.25 | 1286.51 | 79.25 | 6432.55
79.3 | 1284.41 | 79.3 | 6422.05
79.35 | 1282.32 | 79.35 | 6411.6
79.4 | 1280.24 | 79.4 | 6401.2
79.45 | 1278.16 | 79.45 | 6390.8
79.5 | 1276.08 | 79.5 | 6380.4
79.55 | 1274 | 79.55 | 6370
79.6 | 1271.93 | 79.6 | 6359.65
79.65 | 1269.87 | 79.65 | 6349.35
79.7 | 1267.81 | 79.7 | 6339.05
79.75 | 1265.75 | 79.75 | 6328.75
79.8 | 1263.69 | 79.8 | 6318.45
79.85 | 1261.64 | 79.85 | 6308.2
79.9 | 1259.6 | 79.9 | 6298
79.95 | 1257.55 | 79.95 | 6287.75
80 | 1255.51 | 80 | 6277.55

## Cost and Battery Est
|  | ea. | qty 25 | qty 50
Processor and "Breakout Boards" (Pre-made circuits) |  | 56.54 | 1413.5 | 2827 | <---- NO P.O Required :-)
| Micro Arduinio (no headers) | 20.66 | 516.5 | 1033
| MicroSD Breakout Card | 8.96 | 224 | 448
| Deadon RTC | 17.96 | 449 | 898
| PowerBoost Card | 8.96 | 224 | 448
Circuit Board Parts |  | 30 | 750 | 1500 | <---- NO P.O Required :-)
| Micro SD Card | 4 | 100 | 200
| +/- 0.05° C Thermistor | 6 | 150 | 300
| PCB Parts | 18 | 450 | 900
| PCB | 2 | 50 | 100
Circuit Board Assembly |  | 14 | 350 | 700 | <---- NO P.O Required :-)
| Assembly | 14 | 350 | 700
| Total Cost | 100.54 | 2513.5 | 5027
|  | ea. | qty 25 | qty 50
Estimated Battery Life
| Sample Interval | 1 | 5 | 15 | 60 | 120 | min
| Battery Life (Standard AA) | 56.6305 | 230.858 | 473.8089 | 782.6938 | 878.1023 | days
|  | 0.15515 | 0.63249 | 1.2981 | 2.1444 | 2.4058 | years
| Battery Life (Lithium AA) | 141.5762 | 577.1451 | 1184.5222 | 1956.7344 | 2195.2558 | days
|  | 0.38788 | 1.5812 | 3.2453 | 5.3609 | 6.0144 | years

## ZSSC Calculations
| Temp °C | Resistance | Temp | Max RTH | Min RTH | Max R1 | Min R1 | Vmin | Vmax | R1 | R2 | R3 | RTH | V | V
| -2.35 | 184245.2 | -2.3 | 184245.2 | 183292.45 | 15003.5475 | 14996.4525 | 1.6 | 1.75 | 14996.4525 | 14996.4525 | 14996.4525 | 184245.2 | 1.75 | 0.74328 | Max Voltage | 0.74349 | V
Min temp | -2.3 |  | -2.3 | 184245.2 | 183292.45 | 15003.5475 | 14996.4525 | 1.6 | 1.75 | 14996.4525 | 14996.4525 | 15003.5475 | 184245.2 | 1.75 | 0.74322 | Min Voltage | -0.082776 | V
| -2.25 | 183292.45 | -2.3 | 184245.2 | 183292.45 | 15003.5475 | 14996.4525 | 1.6 | 1.75 | 14996.4525 | 15003.5475 | 14996.4525 | 184245.2 | 1.75 | 0.74307
|  |  | -2.3 | 184245.2 | 183292.45 | 15003.5475 | 14996.4525 | 1.6 | 1.75 | 14996.4525 | 15003.5475 | 15003.5475 | 184245.2 | 1.75 | 0.74302
| 59.95 | 12460.9 | -2.3 | 184245.2 | 183292.45 | 15003.5475 | 14996.4525 | 1.6 | 1.75 | 15003.5475 | 14996.4525 | 14996.4525 | 184245.2 | 1.75 | 0.74349 | VCM | 0.33036 | V
Max Temp | 60 |  | -2.3 | 184245.2 | 183292.45 | 15003.5475 | 14996.4525 | 1.6 | 1.75 | 15003.5475 | 14996.4525 | 15003.5475 | 184245.2 | 1.75 | 0.74343 | Offsetsensor% | 39.9819
| 60.05 | 12416.1 | -2.3 | 184245.2 | 183292.45 | 15003.5475 | 14996.4525 | 1.6 | 1.75 | 15003.5475 | 15003.5475 | 14996.4525 | 184245.2 | 1.75 | 0.74328 | Gaintotal,opt | 3.1374
|  |  | -2.3 | 184245.2 | 183292.45 | 15003.5475 | 14996.4525 | 1.6 | 1.75 | 15003.5475 | 15003.5475 | 15003.5475 | 184245.2 | 1.75 | 0.74322
|  |  | -2.3 | 184245.2 | 183292.45 | 15003.5475 | 14996.4525 | 1.6 | 1.75 | 14996.4525 | 14996.4525 | 14996.4525 | 183292.45 | 1.75 | 0.74265
Resistor value | 15000 | Ohm | -2.3 | 184245.2 | 183292.45 | 15003.5475 | 14996.4525 | 1.6 | 1.75 | 14996.4525 | 14996.4525 | 15003.5475 | 183292.45 | 1.75 | 0.74259 | Gainmin | 6.6
Tolerance | 0.01 | % | -2.3 | 184245.2 | 183292.45 | 15003.5475 | 14996.4525 | 1.6 | 1.75 | 14996.4525 | 15003.5475 | 14996.4525 | 183292.45 | 1.75 | 0.74244 |  |  |  | V=IR
Temp Coeff | 5 | (ppm/C) | -2.3 | 184245.2 | 183292.45 | 15003.5475 | 14996.4525 | 1.6 | 1.75 | 14996.4525 | 15003.5475 | 15003.5475 | 183292.45 | 1.75 | 0.74238
|  |  | -2.3 | 184245.2 | 183292.45 | 15003.5475 | 14996.4525 | 1.6 | 1.75 | 15003.5475 | 14996.4525 | 14996.4525 | 183292.45 | 1.75 | 0.74286
|  |  | -2.3 | 184245.2 | 183292.45 | 15003.5475 | 14996.4525 | 1.6 | 1.75 | 15003.5475 | 14996.4525 | 15003.5475 | 183292.45 | 1.75 | 0.7428
|  |  | -2.3 | 184245.2 | 183292.45 | 15003.5475 | 14996.4525 | 1.6 | 1.75 | 15003.5475 | 15003.5475 | 14996.4525 | 183292.45 | 1.75 | 0.74265
|  |  | -2.3 | 184245.2 | 183292.45 | 15003.5475 | 14996.4525 | 1.6 | 1.75 | 15003.5475 | 15003.5475 | 15003.5475 | 183292.45 | 1.75 | 0.74259
|  |  | Temp | Max RTH | Min RTH | Max R1 | Min R1 | Vmin | Vmax | R1 | R2 | R3 | RTH | V | V | 0.01% | Vishay 0.005%
|  |  | 60 | 12460.9 | 12416.1 | 15003.5475 | 14996.4525 | 1.6 | 1.75 | 14996.4525 | 14996.4525 | 14996.4525 | 12460.9 | 1.75 | -0.080802 | 0.0011046 | 0.00076546 | 0.00033918
|  |  | 60 | 12460.9 | 12416.1 | 15003.5475 | 14996.4525 | 1.6 | 1.75 | 14996.4525 | 14996.4525 | 15003.5475 | 12460.9 | 1.75 | -0.081007 | 0.002181 | 0.0018495 | 0.00033151
|  |  | 60 | 12460.9 | 12416.1 | 15003.5475 | 14996.4525 | 1.6 | 1.75 | 14996.4525 | 15003.5475 | 14996.4525 | 12460.9 | 1.75 | -0.081009
|  |  | 60 | 12460.9 | 12416.1 | 15003.5475 | 14996.4525 | 1.6 | 1.75 | 14996.4525 | 15003.5475 | 15003.5475 | 12460.9 | 1.75 | -0.081214
|  |  | 60 | 12460.9 | 12416.1 | 15003.5475 | 14996.4525 | 1.6 | 1.75 | 15003.5475 | 14996.4525 | 14996.4525 | 12460.9 | 1.75 | -0.080595
|  |  | 60 | 12460.9 | 12416.1 | 15003.5475 | 14996.4525 | 1.6 | 1.75 | 15003.5475 | 14996.4525 | 15003.5475 | 12460.9 | 1.75 | -0.0808
|  |  | 60 | 12460.9 | 12416.1 | 15003.5475 | 14996.4525 | 1.6 | 1.75 | 15003.5475 | 15003.5475 | 14996.4525 | 12460.9 | 1.75 | -0.080802
|  |  | 60 | 12460.9 | 12416.1 | 15003.5475 | 14996.4525 | 1.6 | 1.75 | 15003.5475 | 15003.5475 | 15003.5475 | 12460.9 | 1.75 | -0.081007
|  |  | 60 | 12460.9 | 12416.1 | 15003.5475 | 14996.4525 | 1.6 | 1.75 | 14996.4525 | 14996.4525 | 14996.4525 | 12416.1 | 1.75 | -0.082364
|  |  | 60 | 12460.9 | 12416.1 | 15003.5475 | 14996.4525 | 1.6 | 1.75 | 14996.4525 | 14996.4525 | 15003.5475 | 12416.1 | 1.75 | -0.082569
|  |  | 60 | 12460.9 | 12416.1 | 15003.5475 | 14996.4525 | 1.6 | 1.75 | 14996.4525 | 15003.5475 | 14996.4525 | 12416.1 | 1.75 | -0.082571
|  |  | 60 | 12460.9 | 12416.1 | 15003.5475 | 14996.4525 | 1.6 | 1.75 | 14996.4525 | 15003.5475 | 15003.5475 | 12416.1 | 1.75 | -0.082776
|  |  | 60 | 12460.9 | 12416.1 | 15003.5475 | 14996.4525 | 1.6 | 1.75 | 15003.5475 | 14996.4525 | 14996.4525 | 12416.1 | 1.75 | -0.082157
|  |  | 60 | 12460.9 | 12416.1 | 15003.5475 | 14996.4525 | 1.6 | 1.75 | 15003.5475 | 14996.4525 | 15003.5475 | 12416.1 | 1.75 | -0.082362
|  |  | 60 | 12460.9 | 12416.1 | 15003.5475 | 14996.4525 | 1.6 | 1.75 | 15003.5475 | 15003.5475 | 14996.4525 | 12416.1 | 1.75 | -0.082364
|  |  | 60 | 12460.9 | 12416.1 | 15003.5475 | 14996.4525 | 1.6 | 1.75 | 15003.5475 | 15003.5475 | 15003.5475 | 12416.1 | 1.75 | -0.082569

## Sheet6
D7A1C0
S | 14131648 | Corrected sensor reading output via I2C™ or SPI; range [0HEX to FFFFFFHEX]
S_Raw | 14131648 | Raw sensor reading from ADC after AZ correction; range [-0x7FFFF, 0x7FFFF]
Gain_S | 5864218 | Sensor gain term; range [-0x7FFFF, 0x7FFFF]
Offset_S | -847120 | Sensor offset term; range [-0x7FFFF, 0x7FFFF]
Tcg |  | Temperature coefficient gain term; range [-0x7FFFF, 0x7FFFF]
Tco |  | Temperature coefficient offset term; range [-0x7FFFF, 0x7FFFF]
T_Raw |  | Raw temperature reading after AZ correction; range [-0x7FFFF, 0x7FFFF]
SOT_tcg |  | Second-order term for Tcg non-linearity; range [-0x7FFFF, 0x7FFFF]
SOT_tco |  | Second-order term for Tco non-linearity; range [-0x7FFFF, 0x7FFFF]
SOT_sens |  | Second-order term for sensor non-linearity; range [-0x7FFFF, 0x7FFFF]
SENS_shift |  | post-calibration, post-assembly sensor offset shift; range [-0x7FFFF, 0x7FFFF]
K1 | 8388608
K2 | 10743168
ZSP | 38429482.0819
S | #NAME?

## Resolution&Accuracy
Temp | R1 | R2 | R3 | RT | Vin | Vbridge | diff | 100000
-2 | 49900 | 49900 | 49900 | 180934.65 | 4.096 | 1.1626
-1.99 | 49900 | 49900 | 49900 | 180841.15 | 4.096 | 1.1622 | 0.00035879
25 | 49900 | 49900 | 49900 | 50000 | 4.096 | 0.0020501
25.01 | 49900 | 49900 | 49900 | 49978.1 | 4.096 | 0.0016014 | 0.00044861
60 | 49900 | 49900 | 49900 | 12438.45 | 4.096 | -1.2307
60.01 | 49900 | 49900 | 49900 | 12433.98 | 4.096 | -1.231 | 0.00023512
Vin | gain | adc error (V) | adc error (mV) | resolution needed (mV)
4.096 | 1 | 0.0021 | 2.1 | 0.35879
4.096 | 2 | 0.001 | 1 | 0.35879 | <-- Using this
4.096 | 4 | 0.0004 | 0.4 | 0.35879 | <-- Need to be here or better
4.096 | 8 | 0.00015 | 0.15 | 0.35879
Vin | bits | resolution (V) | resolution (mV) | resolution needed (mV)
4.096 | 12 | 0.001 | 1 | 0.35879
4.096 | 14 | 0.00025 | 0.25 | 0.35879
4.096 | 16 | 6.25e-05 | 0.0625 | 0.35879 | <--OK
4.096 | 18 | 1.5625e-05 | 0.015625 | 0.35879
Vin | accuracy (%) | resolution (V) | resolution (mV) | resolution needed (mV)
4.096 | 0.1 | 0.004096 | 4.096 | 0.35879
4.096 | 0.05 | 0.002048 | 2.048 | 0.35879
4.096 | 0.02 | 0.0008192 | 0.8192 | 0.35879 | <-- Using this
4.096 | 0.01 | 0.0004096 | 0.4096 | 0.35879 | <-- Need to be here or better

## LTC Solution
22k | http://www.vishay.com/docs/29003/ntc0402e3t.pdf
| Temp | res | diff (us) | diff (s) | f | f (khZ)
| -20 | 167386 | 67.5435 | 6.7543e-05 | 14805.2785 | 14.8053
| 25 | 22000 | 75.2941 | 7.5294e-05 | 13281.2499 | 13.2812
| 80 | 3383 | 287.6087 | 0.00028761 | 3476.9463 | 3.4769
|  | 3000 | 494.0282 | 0.00049403 | 2024.1758 | 2.0242
10k
| Temp | res | diff (us) | diff (s) | f | f (khZ)
| -20 | 97081 | 68.4096 | 6.841e-05 | 14617.8344 | 14.6178
| -5 | 42326 | 70.7625 | 7.0763e-05 | 14131.7734 | 14.1318
| 25 | 10000 | 89.8693 | 8.9869e-05 | 11127.2727 | 11.1273
| 60 | 2487 |  | 0 | #DIV/0! | #DIV/0!
| 80 | 1255 |  | 0 | #DIV/0! | #DIV/0!
50k
| Temp | res | diff (us) | diff (s) | f | f (khZ)
| -20 | 485406 | 66.9147 | 6.6915e-05 | 14944.4081 | 14.9444
| -5 | 211632 | 67.342 | 6.7342e-05 | 14849.5632 | 14.8496
| 25 | 50000 | 70.098 | 7.0098e-05 | 14265.7343 | 14.2657
| 60 | 12438 | 83.9869 | 8.3987e-05 | 11906.6148 | 11.9066
| 80 | 6277 | 89.8693 | 8.9869e-05 | 11127.2727 | 11.1273

## Sheet1
output code | vdd | gain | vmeasure | resolution
1 | 3 | 2 | 4.5778e-05 | 0.045778